## Data
EPW | Latitude | Longitude | Htg 99.6% Condns DB ¦ Max Tdb [C] | Htg 99% Condns DB ¦ Max Tdb [C] | Clg .4% Condns DB=>MWB ¦ Max Tdb [C] | Clg .4% Condns DB=>MWB ¦ Twb or Tdp at Max Tdb [C] | Clg 1% Condns DB=>MWB ¦ Max Tdb [C] | Clg 1% Condns DB=>MWB ¦ Twb or Tdp at Max Tdb [C] | AC Furnace Unmet Cooling [hr] | AC Furnace Unmet Heating [hr] | AC Cooling Delivered [J] | AC Cooling Electric Energy [J] | AC Cooling Capacity [W] | Furnace Heating Delivered [J] | Furnace Natural Gas [J] | Furnace Capacity [W] | AC Furnace Fan Energy During Heating [J] | Natural Gas CO2 GHG for AC Furnace [kg] | 2020 CO2 GHG from AC Furnace Fan During Heating [kg] | 2022 CO2 GHG from AC Furnace Fan During Heating [kg] | 2024 CO2 GHG from AC Furnace Fan During Heating [kg] | 2026 CO2 GHG from AC Furnace Fan During Heating [kg] | 2028 CO2 GHG from AC Furnace Fan During Heating [kg] | 2030 CO2 GHG from AC Furnace Fan During Heating [kg] | 2032 CO2 GHG from AC Furnace Fan During Heating [kg] | 2034 CO2 GHG from AC Furnace Fan During Heating [kg] | 2036 CO2 GHG from AC Furnace Fan During Heating [kg] | 2038 CO2 GHG from AC Furnace Fan During Heating [kg] | 2040 CO2 GHG from AC Furnace Fan During Heating [kg] | 2042 CO2 GHG from AC Furnace Fan During Heating [kg] | 2044 CO2 GHG from AC Furnace Fan During Heating [kg] | 2046 CO2 GHG from AC Furnace Fan During Heating [kg] | 2048 CO2 GHG from AC Furnace Fan During Heating [kg] | 2050 CO2 GHG from AC Furnace Fan During Heating [kg] | HP Unmet Cooling [hr] | HP Unmet Heating [hr] | HP Cooling Delivered [J] | HP Cooling Electric Energy [J] | HP Cooling Capacity [W] | HP Heating Delivered [J] | HP Electric Energy [J] | HP Heating Capacity [W] | Electric Resistance Heating Delivered [J] | Electric Resistance Electric Energy [J] | Electric Resistance Capacity [W] | HP Fan Energy During Heating [J] | 2020 CO2 GHG from HP Heating [kg] | 2022 CO2 GHG from HP Heating [kg] | 2024 CO2 GHG from HP Heating [kg] | 2026 CO2 GHG from HP Heating [kg] | 2028 CO2 GHG from HP Heating [kg] | 2030 CO2 GHG from HP Heating [kg] | 2032 CO2 GHG from HP Heating [kg] | 2034 CO2 GHG from HP Heating [kg] | 2036 CO2 GHG from HP Heating [kg] | 2038 CO2 GHG from HP Heating [kg] | 2040 CO2 GHG from HP Heating [kg] | 2042 CO2 GHG from HP Heating [kg] | 2044 CO2 GHG from HP Heating [kg] | 2046 CO2 GHG from HP Heating [kg] | 2048 CO2 GHG from HP Heating [kg] | 2050 CO2 GHG from HP Heating [kg] | 2020 CO2 GHG from HP Fan During Heating [kg] | 2022 CO2 GHG from HP Fan During Heating [kg] | 2024 CO2 GHG from HP Fan During Heating [kg] | 2026 CO2 GHG from HP Fan During Heating [kg] | 2028 CO2 GHG from HP Fan During Heating [kg] | 2030 CO2 GHG from HP Fan During Heating [kg] | 2032 CO2 GHG from HP Fan During Heating [kg] | 2034 CO2 GHG from HP Fan During Heating [kg] | 2036 CO2 GHG from HP Fan During Heating [kg] | 2038 CO2 GHG from HP Fan During Heating [kg] | 2040 CO2 GHG from HP Fan During Heating [kg] | 2042 CO2 GHG from HP Fan During Heating [kg] | 2044 CO2 GHG from HP Fan During Heating [kg] | 2046 CO2 GHG from HP Fan During Heating [kg] | 2048 CO2 GHG from HP Fan During Heating [kg] | 2050 CO2 GHG from HP Fan During Heating [kg] | 2020 CO2 GHG from Electric Resistance [kg] | 2022 CO2 GHG from Electric Resistance [kg] | 2024 CO2 GHG from Electric Resistance [kg] | 2026 CO2 GHG from Electric Resistance [kg] | 2028 CO2 GHG from Electric Resistance [kg] | 2030 CO2 GHG from Electric Resistance [kg] | 2032 CO2 GHG from Electric Resistance [kg] | 2034 CO2 GHG from Electric Resistance [kg] | 2036 CO2 GHG from Electric Resistance [kg] | 2038 CO2 GHG from Electric Resistance [kg] | 2040 CO2 GHG from Electric Resistance [kg] | 2042 CO2 GHG from Electric Resistance [kg] | 2044 CO2 GHG from Electric Resistance [kg] | 2046 CO2 GHG from Electric Resistance [kg] | 2048 CO2 GHG from Electric Resistance [kg] | 2050 CO2 GHG from Electric Resistance [kg] | 2020 AC Furnace natural gas consumed for electricity produced [J] | 2022 AC Furnace natural gas consumed for electricity produced [J] | 2024 AC Furnace natural gas consumed for electricity produced [J] | 2026 AC Furnace natural gas consumed for electricity produced [J] | 2028 AC Furnace natural gas consumed for electricity produced [J] | 2030 AC Furnace natural gas consumed for electricity produced [J] | 2032 AC Furnace natural gas consumed for electricity produced [J] | 2034 AC Furnace natural gas consumed for electricity produced [J] | 2036 AC Furnace natural gas consumed for electricity produced [J] | 2038 AC Furnace natural gas consumed for electricity produced [J] | 2040 AC Furnace natural gas consumed for electricity produced [J] | 2042 AC Furnace natural gas consumed for electricity produced [J] | 2044 AC Furnace natural gas consumed for electricity produced [J] | 2046 AC Furnace natural gas consumed for electricity produced [J] | 2048 AC Furnace natural gas consumed for electricity produced [J] | 2050 AC Furnace natural gas consumed for electricity produced [J] | 2020 HP natural gas consumed for electricity produced [J] | 2022 HP natural gas consumed for electricity produced [J] | 2024 HP natural gas consumed for electricity produced [J] | 2026 HP natural gas consumed for electricity produced [J] | 2028 HP natural gas consumed for electricity produced [J] | 2030 HP natural gas consumed for electricity produced [J] | 2032 HP natural gas consumed for electricity produced [J] | 2034 HP natural gas consumed for electricity produced [J] | 2036 HP natural gas consumed for electricity produced [J] | 2038 HP natural gas consumed for electricity produced [J] | 2040 HP natural gas consumed for electricity produced [J] | 2042 HP natural gas consumed for electricity produced [J] | 2044 HP natural gas consumed for electricity produced [J] | 2046 HP natural gas consumed for electricity produced [J] | 2048 HP natural gas consumed for electricity produced [J] | 2050 HP natural gas consumed for electricity produced [J]
AL_BIRMINGHAM-MUNI-AP_722280_TY3A | 33.57 | -86.75 | -6.4 | -4 | 35.3 | 23.9 | 33.9 | 23.6 | 63.1667 | 0 | 22146543643.2915 | 4911373850.9916 | 5287.1093 | 13352294032.8725 | 13908639617.5755 | 29308 | 120281978.5845 | 699.6175 | 21.0412 | 16.5557 | 24.0931 | 16.9358 | 13.4764 | 13.4073 | 18.1546 | 12.9835 | 17.0414 | 14.4151 | 13.2211 | 11.5057 | 12.5067 | 13.6591 | 3.609 | 3.609 | 62.3333 | 5.75 | 22185338943.0525 | 3379879472.1772 | 5287.1093 | 12590525287.033 | 3702832468.7532 | 5287.1093 | 254828726.0084 | 254828726.0084 | 5201.4234 | 673104821.4058 | 649.282 | 514.17 | 751.4473 | 539.2425 | 424.7892 | 429.4711 | 562.1017 | 403.9253 | 526.6594 | 449.0524 | 408.14 | 359.3803 | 388.6309 | 425.0451 | 111.5191 | 111.5191 | 117.7978 | 92.6854 | 134.5501 | 94.4999 | 75.2953 | 74.6011 | 101.6318 | 72.3908 | 95.4448 | 80.469 | 74.0303 | 64.3048 | 69.932 | 76.493 | 20.215 | 20.215 | 43.7762 | 28.7298 | 48.5591 | 34.469 | 26.6952 | 29.5293 | 33.1272 | 27.6714 | 37.3196 | 31.6178 | 27.0232 | 25.7524 | 27.3874 | 29.0888 | 7.02 | 7.02 | 105849209.635 | 99189233.1471 | 94680059.6235 | 79382879.1306 | 59818907.8979 | 63597150.3355 | 56360940.5226 | 44820530.5153 | 48808114.8175 | 36417977.1311 | 37163503.781 | 44673798.1401 | 52203832.3956 | 65127523.8465 | 65902900.307 | 54433969.6228 | 4072955834.718 | 3821915126.1141 | 3635183500.1775 | 3057320433.9298 | 2319182144.8147 | 2480105115.7601 | 2196550503.8486 | 1738164230.7912 | 1896681588.3761 | 1433438214.5538 | 1456204511.1317 | 1730411048.5403 | 2032369112.2141 | 2531026732.7449 | 2587278816.2313 | 2103928693.5986
AL_MOBILE-RGNL-AP_722230_TY3A | 30.68 | -88.25 | -2.4 | -0.5 | 34.3 | 25 | 33.3 | 24.7 | 61.9167 | 0 | 28829332293.9763 | 6291152137.9323 | 5317.1479 | 6559204287.7214 | 6832504466.3765 | 29308 | 57175554.4378 | 343.6813 | 10.2246 | 8.1388 | 11.195 | 8.3229 | 6.7476 | 6.2863 | 9.0265 | 6.1435 | 8.729 | 7.076 | 6.5448 | 5.2228 | 6.1676 | 6.275 | 1.7202 | 1.7202 | 61.5833 | 4 | 28875722311.5386 | 4273616728.582 | 5317.1479 | 6234559866.9346 | 1796961316.3686 | 5317.1479 | 90310196.8843 | 90310196.8843 | 4206.9585 | 318875768.0215 | 323.645 | 258.9908 | 356.2854 | 270.5302 | 217.983 | 204.1022 | 287.6244 | 194.6882 | 277.2878 | 224.4171 | 206.8942 | 165.9762 | 195.188 | 199.7355 | 53.441 | 53.441 | 56.8959 | 45.4119 | 62.3572 | 46.2546 | 37.5373 | 35.0181 | 50.2527 | 34.2114 | 48.494 | 39.4383 | 36.4625 | 29.1438 | 34.3289 | 35.0195 | 9.6083 | 9.6083 | 15.745 | 11.4434 | 16.0931 | 11.3941 | 10.6171 | 8.5333 | 13.1693 | 9.4967 | 14.0597 | 11.4991 | 10.6457 | 8.9489 | 9.8909 | 10.6757 | 2.2201 | 2.2201 | 49802570.0439 | 46626996.469 | 46101888.2593 | 38992195.4119 | 30091829.832 | 31909037.3018 | 29390231.799 | 24228243.2167 | 25975332.7351 | 20555417.3355 | 19534557.2932 | 23252275.7994 | 26896448.5781 | 33047617.3063 | 33113485.3923 | 28051177.4341 | 1924196429.2212 | 1802864167.7539 | 1786228551.8985 | 1505904416.2113 | 1163873380.3942 | 1232756211.8797 | 1130840798.3837 | 939236994.4345 | 1010742150.3926 | 797566517.239 | 754480096.7861 | 900268929.6775 | 1046277054.7527 | 1284396626.3043 | 1289428847.7685 | 1088338925.3263
AR_FAYETTEVILLE-DRAKE-FIELD_723445_TY3A | 36 | -94.17 | -12.2 | -8.8 | 35.1 | 23.9 | 33.6 | 23.7 | 149.75 | 0 | 21444499686.2556 | 4941303512.2703 | 5335.4243 | 19792661893.2657 | 20617356138.8184 | 29308 | 181767062.1872 | 1037.0722 | 20.9511 | 14.5042 | 24.2925 | 21.4896 | 16.2148 | 9.9546 | 13.5884 | 9.3728 | 14.5017 | 10.6319 | 8.8358 | 10.4557 | 11.8131 | 14.1452 | 5.4526 | 5.4526 | 149.3333 | 14.4167 | 21477868034.8825 | 3586450758.8377 | 5335.4243 | 17447883653.7242 | 5913889701.1045 | 5335.4243 | 1592435636.5321 | 1592435636.5321 | 6643.9912 | 1001532649.9736 | 684.3801 | 474.339 | 811.8891 | 721.2682 | 536.413 | 328.5764 | 450.69 | 306.8032 | 480.7581 | 348.2488 | 286.7307 | 346.552 | 394.6735 | 469.8724 | 178.5681 | 178.5681 | 114.9468 | 79.9056 | 132.577 | 117.591 | 88.9903 | 54.6339 | 74.5283 | 51.4029 | 79.5056 | 58.3792 | 48.4359 | 57.2474 | 64.7575 | 77.188 | 29.8671 | 29.8671 | 193.7189 | 124.8364 | 245.3832 | 197.6572 | 160.1928 | 96.0835 | 133.6712 | 74.1615 | 144.1846 | 102.4526 | 84.8492 | 100.1682 | 104.2247 | 134.564 | 56.31 | 56.31 | 171763599.329 | 163713678.6546 | 142831614.5885 | 93632097.1921 | 50618219.9749 | 37641632.6785 | 31093139.4004 | 14593678.4313 | 10936142.4619 | 11431405.7309 | 3118453.3077 | 2337755.4079 | 264413.142 | 38706.0357 | 37261.9526 | 73187.9092 | 8006668294.9173 | 7683092420.7347 | 6685641552.69 | 4367109876.1314 | 2251360013.292 | 1696761086.4188 | 1411450939.1701 | 661540121.0229 | 477783835.4217 | 512515327.9812 | 142584158.8412 | 98412481.8251 | 12414983.4866 | 1738693.0331 | 1673325.5501 | 3235950.9126
AR_LITTLE-ROCK-AFB_723405_TY3A | 34.92 | -92.15 | -8 | -5.7 | 37.5 | 25.2 | 36 | 25.3 | 50.4167 | 0 | 26063994975.2132 | 5927834408.1172 | 6185.8288 | 20412466533.7457 | 21262985972.6517 | 29308 | 208942312.6954 | 1069.548 | 23.2743 | 16.8502 | 27.2819 | 24.6369 | 18.2615 | 11.3706 | 15.5888 | 11.2004 | 16.4777 | 11.6025 | 10.32 | 12.0227 | 14.0958 | 16.1363 | 6.2363 | 6.2363 | 50.0833 | 11.9167 | 26088983520.4994 | 4141754906.0751 | 6185.8288 | 19056003341.6435 | 6414544564.9356 | 6185.8288 | 640606600.9704 | 640606600.9704 | 5736.5948 | 1000651854.9017 | 713.4163 | 522.9711 | 857.0071 | 777.4378 | 573.3251 | 353.4967 | 486.7403 | 341.1738 | 518.1831 | 354.3534 | 313.3022 | 372.3795 | 435.5627 | 494.556 | 190.9804 | 190.9804 | 111.2086 | 80.3857 | 130.0044 | 116.9684 | 87.0821 | 54.4394 | 74.515 | 53.7062 | 78.5847 | 55.6256 | 49.7515 | 57.633 | 67.4007 | 77.112 | 29.9949 | 29.9949 | 67.958 | 51.7484 | 92.9106 | 78.2918 | 62.0656 | 37.2506 | 52.9001 | 32.9805 | 55.1269 | 37.6262 | 33.7054 | 40.9354 | 41.184 | 49.3533 | 20.974 | 20.974 | 200979061.029 | 192801797.1553 | 160666081.8896 | 110826728.9768 | 61613391.0586 | 47643665.5992 | 43604157.4036 | 17476603.1553 | 17160678.7824 | 15194140.6962 | 5295281.5407 | 3909769.9616 | 342281.913 | 220735.3402 | 466103.9226 | 450457.9382 | 7823615349.0921 | 7439075460.6711 | 6211484540.9514 | 4324512699.5646 | 2306537057.0724 | 1813818646.8212 | 1704003537.0393 | 671523937.4533 | 672091937.0357 | 576966626.6132 | 208134729.1128 | 149624074.6399 | 12726518.1393 | 7919770.8561 | 19795647.7314 | 19997669.1726
AZ_FLAGSTAFF-PULLIAM-AP_723755_TY3A | 35.14 | -111.67 | -15.6 | -12.8 | 30 | 13.4 | 28.9 | 12.8 | 0.083333 | 0 | 375484076.3343 | 91760957.6157 | 4149.4032 | 45784971061.9539 | 47692678189.5354 | 29308 | 415479766.3557 | 2398.9862 | 86.523 | 53.0546 | 42.1005 | 33.9353 | 19.9567 | 31.6672 | 31.7712 | 11.4975 | 12.9709 | 11.0082 | 42.2549 | 9.544 | 24.1135 | 28.008 | 23.5924 | 23.5924 | 0.083333 | 34.9167 | 374460636.3408 | 57560836.8348 | 4149.4032 | 38399707545.6783 | 13192091192.5879 | 4149.4032 | 4976206977.371 | 4976206977.371 | 7024.4733 | 2947956227.1512 | 2784.843 | 1693.7528 | 1354.014 | 1112.0565 | 633.7258 | 1018.3256 | 1019.8458 | 354.8672 | 414.3807 | 344.8672 | 1361.1446 | 305.2338 | 775.4437 | 908.7137 | 761.7178 | 761.7178 | 612.7612 | 374.8367 | 298.3638 | 240.494 | 140.9963 | 223.6747 | 225.7768 | 81.5746 | 92.3485 | 77.5584 | 299.522 | 67.3149 | 170.7658 | 197.51 | 167.8044 | 167.8044 | 1160.5221 | 685.286 | 490.9618 | 467.3706 | 262.0098 | 434.8435 | 366.2553 | 114.022 | 156.5338 | 137.9027 | 548.4256 | 124.0112 | 295.1122 | 400.6435 | 289.4753 | 289.4753 | 148081970.4791 | 104085833.7833 | 76961248.8412 | 78391815.6584 | 47156816.2303 | 37230564.3624 | 30921397.4965 | 31332940.2744 | 20549620.4833 | 12641108.7506 | 8923801.0376 | 9960699.9588 | 7892905.4857 | 9749101.1621 | 11439349.041 | 8721274.1242 | 7532878579.8079 | 5254643591.3331 | 4026408997.9251 | 4103810559.8793 | 2433208484.4998 | 1927536645.5306 | 1598191129.8303 | 1669136063.5337 | 1081504986.3169 | 670793650.0191 | 448056695.3225 | 526338013.3496 | 415490965.3912 | 488995043.2662 | 612190810.0192 | 443746309.2395
AZ_KINGMAN_AMOS_723700_TY3A | 35.27 | -113.95 | -4 | -2.6 | 38.6 | 18.1 | 37.4 | 17.5 | 282.4167 | 0 | 28209514994.0551 | 7532565800.7456 | 5441.8352 | 10457010020.0587 | 10892718770.8945 | 29308 | 121338751.4836 | 547.9139 | 27.4839 | 16.142 | 12.0327 | 10.7513 | 5.8743 | 9.8281 | 8.9493 | 2.7173 | 3.8385 | 3.1215 | 12.8055 | 2.9333 | 6.8794 | 8.6622 | 7.017 | 7.017 | 282.4167 | 10.5 | 28154066069.4772 | 5943072464.0012 | 5441.8352 | 9821754271.1628 | 2892863397.9411 | 5441.8352 | 156938791.9798 | 156938791.9798 | 4178.2021 | 657727617.6103 | 663.8514 | 392.0258 | 290.8282 | 268.6791 | 141.5318 | 240.2176 | 215.2697 | 64.2042 | 91.7662 | 75.2834 | 308.638 | 72.2233 | 166.02 | 214.7731 | 171.5747 | 171.5747 | 148.7211 | 87.1991 | 65.2849 | 57.9216 | 31.738 | 53.0785 | 48.6322 | 14.7138 | 20.7989 | 16.8814 | 69.2217 | 15.9506 | 37.2735 | 46.7397 | 38.1209 | 38.1209 | 35.153 | 20.9032 | 16.633 | 13.7697 | 8.0861 | 12.5764 | 12.2684 | 3.5738 | 5.0159 | 4.0958 | 17.7233 | 4.0053 | 9.5989 | 12.1265 | 10.6153 | 10.6153 | 42224415.9584 | 28385409.2676 | 21097964.2486 | 21811265.8603 | 13242930.6843 | 9499903.2203 | 8295005.2982 | 8503604.1739 | 5294346.8851 | 2976788.1884 | 2315315.2536 | 2202091.7778 | 1935395.0876 | 1858709.5481 | 2987576.4003 | 1843752.1924 | 1311846284.2793 | 886008808.781 | 669108907.9813 | 687107372.9662 | 420787844.4026 | 304558865.2556 | 266215387.4636 | 273889031.923 | 168892700.6136 | 95482704.6791 | 75453747.593 | 69673127.668 | 63801184.9876 | 57636349.4014 | 95707591.2082 | 58747290.9914
AZ_PHOENIX-SKY-HARBOR-IAP_722780_TY3A | 33.45 | -111.98 | 3.7 | 5.3 | 43.5 | 20.9 | 42.4 | 20.8 | 245.5 | 0 | 55607581435.0248 | 16166771103.1295 | 7591.479 | 1395805529.8261 | 1453964093.5689 | 29308 | 20088450.6183 | 73.1357 | 4.8118 | 2.6709 | 1.7629 | 1.6361 | 1.0238 | 1.5714 | 1.4353 | 0.42253 | 0.55085 | 0.5394 | 2.1124 | 0.51979 | 1.2142 | 1.4856 | 1.141 | 1.141 | 245.4167 | 2.25 | 55497166873.4614 | 13627525092.3775 | 7591.479 | 1305115873.7884 | 337901454.629 | 7591.479 | 20363324.7806 | 20363324.7806 | 2811.1937 | 82685713.8147 | 81.4862 | 45.0612 | 29.9554 | 28.011 | 17.4071 | 26.7837 | 24.2904 | 7.0599 | 9.3101 | 9.067 | 35.7063 | 8.8336 | 20.5852 | 25.3557 | 19.3713 | 19.3713 | 19.8622 | 10.9917 | 7.2745 | 6.7524 | 4.2336 | 6.5151 | 5.9106 | 1.7334 | 2.2712 | 2.2188 | 8.6876 | 2.1497 | 5.0027 | 6.1381 | 4.696 | 4.696 | 5.026 | 2.8545 | 1.9735 | 1.9563 | 1.1716 | 1.7253 | 1.6472 | 0.46434 | 0.54852 | 0.56343 | 2.325 | 0.58965 | 1.3117 | 1.7389 | 1.3717 | 1.3717 | 7206312.6965 | 4978087.289 | 4157550.6924 | 3801456.8914 | 2403433.754 | 1683904.4625 | 1420530.4766 | 1581118.0094 | 910853.477 | 441963.8469 | 465286.562 | 225107.9412 | 420774.5347 | 296760.0349 | 472521.0319 | 234035.8733 | 159729760.7348 | 111026515.1718 | 93087526.2956 | 85612391.643 | 54538864.0161 | 38103198.2538 | 31893908.5384 | 35977096.0005 | 20677589.107 | 10176546.456 | 10534310.9086 | 4942941.8791 | 9699954.4201 | 6849206.6358 | 10528554.3799 | 5258384.9513
AZ_PRESCOTT-LOVE-FIELD_723723_TY3A | 34.65 | -112.42 | -8 | -6.3 | 34.7 | 16 | 33.1 | 15.7 | 66.9167 | 0 | 13546456685.5331 | 3201563092.2098 | 4643.4975 | 24283554710.1669 | 25295369489.7572 | 29308 | 246603236.435 | 1272.3807 | 53.3616 | 32.4112 | 24.3425 | 21.3888 | 11.2361 | 18.8138 | 18.6018 | 5.8293 | 7.6151 | 6.0657 | 26.3378 | 5.6968 | 14.456 | 17.101 | 14.5495 | 14.5495 | 66.5833 | 14.8333 | 13550806591.4023 | 2179036570.282 | 4643.4975 | 22361421526.7386 | 6711526471.9657 | 4643.4975 | 722309505.7862 | 722309505.7862 | 5347.3536 | 1582957745.3715 | 1475.564 | 893.7349 | 664.7373 | 607.2332 | 307.9221 | 518.9833 | 509.7746 | 156.6104 | 208.104 | 164.4962 | 729.4337 | 154.5754 | 400.4541 | 480.6227 | 401.1953 | 401.1953 | 342.5891 | 207.708 | 155.3176 | 136.9999 | 72.1846 | 120.3954 | 119.2101 | 37.4996 | 48.7691 | 38.8858 | 169.4333 | 35.9921 | 92.6867 | 109.3938 | 93.0002 | 93.0002 | 163.3771 | 101.5745 | 68.1297 | 68.915 | 33.6434 | 52.7269 | 54.7389 | 15.3393 | 20.918 | 19.4222 | 82.9602 | 16.3411 | 45.9745 | 54.3481 | 47.5865 | 47.5865 | 85951216.7315 | 58541995.8613 | 42736628.2205 | 43572084.3968 | 27071527.6403 | 20148156.2295 | 15555920.629 | 17548781.4468 | 10410799.7873 | 5561979.6567 | 4016907.9301 | 4401400.8586 | 3063480.5189 | 4443107.6793 | 5588577.4343 | 3949580.5256 | 3199901134.0763 | 2194047877.8009 | 1668351466.8972 | 1692707493.8989 | 1057784616.9011 | 775522343.3864 | 603934798.7129 | 677175609.4503 | 406752650.465 | 212864520.3414 | 159536447.5702 | 174525430.3201 | 122206052.7883 | 177398738.6169 | 225197882.5292 | 156198836.843
CA_BISHOP-AP_724800_TY3A | 37.37 | -118.35 | -9.5 | -7.5 | 38.3 | 17.2 | 37.2 | 16.5 | 216.9167 | 0 | 14134047795.4991 | 3754994682.9388 | 4380.2769 | 14451723961.3681 | 15053879126.4252 | 29308 | 138440296.3084 | 757.2241 | 7.637 | 2.1482 | 4.2809 | 3.4847 | 3.9684 | 6.2153 | 3.9197 | 2.3094 | 1.3202 | 1.9029 | 3.1613 | 1.7054 | 2.4832 | 3.4579 | 2.0987 | 2.0987 | 217 | 10.1667 | 14108567456.0828 | 2974840763.5482 | 4380.2769 | 13415075994.757 | 4270499598.8806 | 4380.2769 | 364968177.8624 | 364968177.8624 | 5239.9376 | 898359981.0255 | 251.6737 | 68.3774 | 143.4042 | 116.0313 | 131.4825 | 202.1141 | 128.2133 | 74.0747 | 43.2633 | 61.547 | 101.1307 | 54.8545 | 79.4116 | 111.5591 | 67.1545 | 67.1545 | 48.476 | 13.8613 | 26.9518 | 22.0073 | 25.1208 | 39.7675 | 25.0065 | 14.8507 | 8.4144 | 12.2391 | 20.3032 | 10.9673 | 15.9531 | 22.2929 | 13.4916 | 13.4916 | 15.2349 | 5.3065 | 8.6571 | 6.8226 | 7.8959 | 15.211 | 9.1708 | 5.5465 | 3.9724 | 5.0653 | 9.0308 | 4.2868 | 6.6426 | 8.4471 | 6.0709 | 6.0709 | 132846229.3867 | 130185812.5651 | 122299923.0716 | 117349680.409 | 108728259.6147 | 101698569.5676 | 102503905.7502 | 97577358.0313 | 88858229.5661 | 78532548.4542 | 70933628.7338 | 64602172.3118 | 55670262.9215 | 51630427.48 | 51233512.2618 | 46915146.4742 | 5414567472.7196 | 5322512128.0278 | 5004655420.6244 | 4837841821.1452 | 4505769130.8127 | 4228842120.0035 | 4268680696.3293 | 4076165267.0766 | 3706172981.3438 | 3289305064.0189 | 2972640364.0702 | 2707669019.2351 | 2341253625.9347 | 2173734730.9954 | 2154176942.0302 | 1976729068.5289
CA_CRESCENT-CITY-FAA-AP_725946_TY3A | 41.78 | -124.23 | 1.9 | 2.6 | 19.8 | 14.7 | 18.4 | 14.7 | 0 | 0 | 0 | 0 | 1679.3195 | 17469160259.0313 | 18197041936.4909 | 29308 | 60288871.0026 | 915.3282 | 2.8027 | 0.87808 | 1.4501 | 1.1628 | 1.4223 | 2.2979 | 1.3736 | 0.90907 | 0.46379 | 0.74552 | 1.2394 | 0.65136 | 1.0022 | 1.2548 | 0.8818 | 0.8818 | 0 | 50.3333 | 0 | 0 | 1679.3195 | 15273482994.1987 | 3615878752.9827 | 1679.3195 | 1362454585.9551 | 1362454585.9551 | 3454.1656 | 904343425.0331 | 172.6875 | 53.0509 | 90.0258 | 72.1259 | 87.8081 | 140.6126 | 84.4539 | 55.4428 | 28.2008 | 45.5362 | 74.8001 | 39.8251 | 60.8307 | 76.8007 | 53.2448 | 53.2448 | 43.7079 | 13.4368 | 22.8344 | 18.2805 | 22.2489 | 35.2444 | 21.2307 | 13.9957 | 7.0875 | 11.4039 | 18.8027 | 9.8927 | 15.2228 | 19.2046 | 13.2797 | 13.2797 | 53.8742 | 18.1606 | 26.7102 | 21.7996 | 26.1983 | 50.6297 | 28.9396 | 18.2107 | 10.9934 | 16.0229 | 27.5287 | 14.6739 | 21.4327 | 27.4664 | 20.2369 | 20.2369 | 52015852.3314 | 50419316.5667 | 47069948.3637 | 43746825.1791 | 39432773.6851 | 36623947.2792 | 36669526.9375 | 34641428.0036 | 31309585.9569 | 27245324.0432 | 24676220.2418 | 22532620.8143 | 19560892.9845 | 18299961.6946 | 18010278.7329 | 16599546.4371 | 5128559338.5839 | 4974103711.0145 | 4644494900.5907 | 4334936476.4349 | 3910165758.4124 | 3636239138.7217 | 3653649760.9214 | 3458624559.0216 | 3133407752.8916 | 2746425521.7203 | 2492996514.4507 | 2281194643.4981 | 1985848517.992 | 1863854116.2948 | 1836933721.4982 | 1699245216.2448
CA_IMPERIAL_747185_TY3A | 32.83 | -115.58 | 2.1 | 3 | 44 | 22.7 | 42.8 | 22.6 | 226.1667 | 0 | 52887829081.5909 | 14865681405.515 | 7579.0249 | 558434216.649 | 581702309.0094 | 29308 | 7529905.9059 | 29.2602 | 0.45058 | 0.12869 | 0.2355 | 0.19419 | 0.20992 | 0.39121 | 0.2352 | 0.12701 | 0.097644 | 0.1349 | 0.20215 | 0.12274 | 0.16947 | 0.2355 | 0.14695 | 0.14695 | 226.75 | 1 | 52831466906.6881 | 12224592861.2018 | 7579.0249 | 499004996.1236 | 132521699.927 | 7579.0249 | 19374036.2309 | 19374036.2309 | 3164.3408 | 29031294.4091 | 8.342 | 2.3149 | 4.3462 | 3.5863 | 3.8647 | 7.0683 | 4.2375 | 2.3027 | 1.7377 | 2.4308 | 3.5865 | 2.1904 | 3.0279 | 4.2187 | 2.5959 | 2.5959 | 1.7748 | 0.49861 | 0.92139 | 0.7609 | 0.82512 | 1.5204 | 0.91109 | 0.49598 | 0.37409 | 0.52368 | 0.77706 | 0.47364 | 0.65651 | 0.90934 | 0.56799 | 0.56799 | 1.0164 | 0.32608 | 0.57614 | 0.46765 | 0.47725 | 0.97682 | 0.61571 | 0.29593 | 0.27739 | 0.34005 | 0.54779 | 0.32265 | 0.43018 | 0.61728 | 0.37636 | 0.37636 | 7956656.7124 | 7944398.9156 | 7642531.9979 | 7569454.7183 | 7199126.9154 | 6932208.0042 | 6997704.338 | 6842777.4898 | 6371130.7983 | 5937117.9616 | 5593199.439 | 5153568.9579 | 4817608.5621 | 4535056.1759 | 4582715.2092 | 4281620.2322 | 192869907.1284 | 192814475.8557 | 185691778.4646 | 184643657.1507 | 175886485.2877 | 169710408.1067 | 171343202.2863 | 167765081.23 | 156451858.3275 | 146060738.7883 | 137902230.0203 | 127046397.1469 | 119135517.5103 | 112023680.0553 | 113475865.9127 | 105984635.1402
CA_LOS-ANGELES-IAP_722950_TY3A | 33.93 | -118.4 | 7 | 8 | 28.7 | 17.4 | 26.9 | 17.5 | 12.25 | 0 | 3612541631.9381 | 662243930.6693 | 3089.9309 | 1576761920.9148 | 1642460334.2862 | 29308 | 9969159.7374 | 82.6173 | 0.47829 | 0.15244 | 0.24228 | 0.21823 | 0.23055 | 0.44883 | 0.27198 | 0.1608 | 0.10887 | 0.15251 | 0.24635 | 0.14175 | 0.2113 | 0.27171 | 0.19063 | 0.19063 | 12.0833 | 4.5 | 3642810324.8021 | 281320738.037 | 3089.9309 | 1420899584.6575 | 291039195.3777 | 3089.9309 | 59187559.2318 | 59187559.2318 | 2126.142 | 86995685.7993 | 14.268 | 4.4796 | 7.2775 | 6.5405 | 6.9433 | 13.1971 | 8.0362 | 4.7345 | 3.2089 | 4.4789 | 7.1933 | 4.1541 | 6.194 | 7.9806 | 5.5668 | 5.5668 | 4.2489 | 1.3358 | 2.1497 | 1.9362 | 2.0621 | 3.9249 | 2.3844 | 1.4153 | 0.94719 | 1.3311 | 2.133 | 1.2403 | 1.8493 | 2.3754 | 1.6657 | 1.6657 | 2.7222 | 0.91778 | 1.4637 | 1.2898 | 1.1779 | 2.8507 | 1.7101 | 0.91308 | 0.73539 | 0.97616 | 1.6536 | 0.86094 | 1.2308 | 1.7217 | 1.088 | 1.088 | 9570174.475 | 9482916.2978 | 8940270.7499 | 8643009.1488 | 8042015.7816 | 7555837.59 | 7627329.0747 | 7348332.2372 | 6789767.1868 | 6242136.2228 | 5773504.1111 | 5325192.5334 | 4899283.8717 | 4632132.9743 | 4600377.853 | 4270977.4205 | 422956263.6191 | 419298846.9668 | 395714222.4827 | 383830123.6223 | 358092545.9099 | 336568323.6583 | 340246374.7904 | 328229763.1718 | 302674214.4414 | 278460037.2421 | 257451955.14 | 237463341.3922 | 218229047.8458 | 206239677.2602 | 204960513.2076 | 189946511.9554
CA_SACRAMENTO-METRO-AP_724839_TY3A | 38.7 | -121.58 | -0.9 | 0.9 | 38 | 21.4 | 36.8 | 20.9 | 81.5833 | 0 | 14762843064.2481 | 3626679453.2858 | 5077.7158 | 9934932919.7146 | 10348888458.0359 | 29308 | 94551967.7838 | 520.5587 | 4.5317 | 1.4379 | 2.4509 | 2.05 | 2.3964 | 3.9032 | 2.4399 | 1.4164 | 0.87471 | 1.2715 | 2.1475 | 1.2637 | 1.78 | 2.4521 | 1.5068 | 1.5068 | 81.5 | 5.6667 | 14798799816.2477 | 2653589091.506 | 5077.7158 | 9339276969.3894 | 2389049057.1909 | 5077.7158 | 159430720.7346 | 159430720.7346 | 3764.5524 | 577523532.6327 | 120.133 | 37.1401 | 65.849 | 54.9732 | 63.7039 | 102.1689 | 64.0925 | 36.5499 | 23.1481 | 33.1084 | 55.7011 | 32.8078 | 46.0744 | 64.1276 | 38.8833 | 38.8833 | 28.2474 | 8.8464 | 15.3639 | 12.8209 | 14.9562 | 24.1647 | 15.1382 | 8.7303 | 5.4123 | 7.8637 | 13.21 | 7.8035 | 10.9584 | 15.1684 | 9.2682 | 9.2682 | 6.4346 | 2.4094 | 3.5731 | 2.7953 | 3.3546 | 6.6412 | 3.8381 | 2.4257 | 1.726 | 2.2589 | 4.1396 | 2.0194 | 2.9803 | 4 | 2.6858 | 2.6858 | 89039100.6376 | 86840621.4436 | 81818704.5654 | 77999913.0116 | 71904509.759 | 67652792.329 | 67632645.7082 | 64947338.0734 | 59421053.6277 | 52976851.5195 | 49133742.2988 | 45103924.1301 | 40270234.4938 | 37683334.1273 | 37481468.399 | 34460396.6813 | 2993870282.6992 | 2924077075.0615 | 2762733704.6292 | 2650521882.6065 | 2455240793.1857 | 2317796584.8078 | 2317294776.4158 | 2232751162.6268 | 2044197010.2754 | 1830471808.3394 | 1698102377.976 | 1559832760.6554 | 1397313773.62 | 1308600925.9821 | 1299037676.3567 | 1198482016.1548
CA_SAN-JOSE-IAP_724945_TY3A | 37.37 | -121.93 | 2.1 | 3.2 | 33.1 | 18.9 | 31.2 | 18.7 | 9.8333 | 0 | 5277001388.9404 | 1097038492.3973 | 3908.6553 | 6223451269.5298 | 6482761739.0936 | 29308 | 48338537.0246 | 326.089 | 2.3009 | 0.73128 | 1.2738 | 1.0425 | 1.2355 | 2.0264 | 1.2524 | 0.7141 | 0.45547 | 0.66967 | 1.1108 | 0.66682 | 0.90792 | 1.2682 | 0.78463 | 0.78463 | 9.6667 | 6.75 | 5311188189.8626 | 591593643.1267 | 3908.6553 | 5763728225.1888 | 1385147777.4236 | 3908.6553 | 149102801.0046 | 149102801.0046 | 3279.0629 | 367786547.992 | 69.0845 | 21.3792 | 38.8703 | 31.6502 | 37.2507 | 60.1984 | 37.3211 | 20.96 | 13.5433 | 19.8849 | 32.4747 | 19.6524 | 26.4588 | 37.5181 | 22.9226 | 22.9226 | 17.9322 | 5.621 | 10.0121 | 8.1849 | 9.6607 | 15.6492 | 9.7092 | 5.4857 | 3.5197 | 5.1587 | 8.5086 | 5.1438 | 6.9678 | 9.7956 | 6.0122 | 6.0122 | 6.1374 | 2.2478 | 3.4413 | 2.6795 | 3.131 | 6.3735 | 3.6793 | 2.2291 | 1.6228 | 2.1471 | 3.8172 | 1.9699 | 2.7465 | 3.855 | 2.5044 | 2.5044 | 45989992.2442 | 45225087.2936 | 42332569.8184 | 40896626.1298 | 37678504.3192 | 35584377.7831 | 35813617.1475 | 34287297.9767 | 31333101.8057 | 27924034.1136 | 25876104.8198 | 23658356.7364 | 20958759.9455 | 19579337.3011 | 19385434.4108 | 17568802.6513 | 1836730576.3568 | 1810913361.978 | 1694422929.4132 | 1648257003.7787 | 1525314167.374 | 1439975382.5032 | 1452931141.0862 | 1392164770.6508 | 1271428775.0956 | 1136105891.8984 | 1052347977.0095 | 961095239.4252 | 848359737.5925 | 792034671.1747 | 784337660.4741 | 709691342.9879
CO_ALAMOSA-SAN-LUIS-VAL-RGNL_724620_TY3A | 37.43 | -105.87 | -26.3 | -23.1 | 29.7 | 13 | 28.4 | 12.7 | 0 | 0 | 1983174252.1998 | 448564425.2387 | 5891.316 | 58965576479.5933 | 61422475499.5764 | 29308 | 759717551.5073 | 3089.6078 | 158.6268 | 97.5446 | 129.5111 | 104.5506 | 31.7687 | 66.4226 | 29.7745 | 31.3993 | 88.7428 | 126.2838 | 44.2262 | 97.5397 | 21.5145 | 29.7221 | 113.3999 | 113.3999 | 0 | 23.9167 | 1988804721.4442 | 229577358.8452 | 5891.316 | 42923495400.8418 | 17531955286.6119 | 5891.316 | 13141394666.5234 | 13141394666.5234 | 9771.7191 | 3789211532.6005 | 3637.4013 | 2268.0718 | 2986.2099 | 2405.98 | 747.0948 | 1527.8574 | 695.6314 | 740.8548 | 2032.663 | 2899.3478 | 1035.5332 | 2252.2058 | 502.5031 | 701.419 | 2612.4308 | 2612.4308 | 790.9177 | 486.3281 | 645.4787 | 520.364 | 158.7937 | 331.5064 | 149.242 | 157.5001 | 443.362 | 630.1734 | 220.9577 | 486.6214 | 107.849 | 149.0393 | 566.2373 | 566.2373 | 2862.4065 | 1683.0401 | 2390.4544 | 2181.4115 | 550.1875 | 1353.6106 | 558.6066 | 529.1316 | 1771.1697 | 2416.5909 | 737.9149 | 1919.7735 | 411.0617 | 507.9786 | 2232.3263 | 2232.3263 | 430095144.7436 | 235672332.8475 | 160354052.816 | 124529409.638 | 88378746.1871 | 53879096.913 | 54268808.1439 | 24591042.9106 | 18154505.7584 | 17569115.0601 | 22145910.1227 | 21704502.5096 | 34341336.1669 | 23431565.4434 | 11625099.6768 | 18324528.0861 | 19650213119.9197 | 10543507575.452 | 7295898910.3384 | 5828695950.2664 | 4278550076.3835 | 2562894245.2287 | 2604350569.2909 | 1172194291.3358 | 875480949.5375 | 860132064.4948 | 1043694791.8152 | 1039239520.0995 | 1628449127.9535 | 1119792603.1587 | 559102689.5578 | 892194728.0358
CO_ASPEN-PITKIN-CO-SAR_724676_TY3A | 39.22 | -106.87 | -20.1 | -17.5 | 28.8 | 12.6 | 27.6 | 12 | 0 | 0 | 1093825747.4292 | 253816767.4425 | 4809.3618 | 48490688304.9008 | 50511133650.9381 | 29308 | 510019866.6946 | 2540.7571 | 105.7278 | 65.6534 | 85.6145 | 67.611 | 21.554 | 43.2551 | 19.4552 | 21.3104 | 57.3469 | 82.687 | 30.2954 | 63.3498 | 13.9806 | 19.944 | 73.0809 | 73.0809 | 0 | 27.9167 | 1093496429.4192 | 139869220.2004 | 4809.3618 | 39958326800.8252 | 15550744886.3775 | 4809.3618 | 6050377939.7766 | 6050377939.7766 | 7830.4282 | 3134679724.2605 | 3234.5217 | 2004.2933 | 2636.4444 | 2103.6042 | 662.5555 | 1337.108 | 600.6378 | 654.4077 | 1776.0544 | 2549.0101 | 927.7066 | 1968.0512 | 432.715 | 611.9945 | 2268.4584 | 2268.4584 | 649.9305 | 403.542 | 526.7096 | 413.8012 | 132.3768 | 264.7794 | 119.1397 | 130.686 | 352.1882 | 507.4144 | 185.9917 | 388.5487 | 85.4521 | 121.8929 | 447.7119 | 447.7119 | 1257.0607 | 786.545 | 1024.2058 | 932.2533 | 251.0889 | 591.7749 | 256.785 | 260.6816 | 746.8645 | 1068.2924 | 352.6655 | 810.971 | 188.398 | 253.6668 | 971.2022 | 971.2022 | 286610498.048 | 159764227.3881 | 108222558.2698 | 83352066.6504 | 58626256.469 | 37351609.9735 | 36277718.2842 | 16884343.4612 | 13387812.3867 | 12008187.9272 | 17027721.0507 | 15513911.6315 | 24253134.1741 | 16936849.1913 | 9128586.1298 | 13741876.164 | 13882353505.1999 | 7786772702.8611 | 5277097103.1868 | 4185679481.2752 | 3013299214.4892 | 1999376124.5111 | 1947160222.9298 | 878680230.8334 | 737649172.1848 | 643745704.644 | 924965801.9884 | 812750474.5496 | 1236200330.7281 | 916972559.8952 | 497273341.0491 | 726202189.0133
CO_DENVER-IAP_725650_TY3A | 39.83 | -104.65 | -17.5 | -14.1 | 34.6 | 15.5 | 33.2 | 15.5 | 40.9167 | 0 | 10166913553.0343 | 2448522275.4565 | 4660.4537 | 35291733190.2531 | 36762222073.1803 | 29308 | 359701688.88 | 1849.174 | 74.3793 | 46.2936 | 60.6873 | 48.7345 | 15.241 | 31.0762 | 13.9918 | 14.9279 | 41.1336 | 59.0847 | 21.2323 | 45.3047 | 10.0078 | 14.113 | 52.7921 | 52.7921 | 40.8333 | 18.5 | 10177077634.5168 | 1665009482.5868 | 4660.4537 | 30820785335.9772 | 10650726539.4535 | 4660.4537 | 2685577108.5589 | 2685577108.5589 | 7839.4781 | 2286085807.5211 | 2209.9134 | 1379.629 | 1818.9765 | 1486.11 | 455.8153 | 940.5534 | 419.8993 | 445.1311 | 1236.0556 | 1765.6238 | 631.8128 | 1365.453 | 298.8714 | 418.2043 | 1581.4319 | 1581.4319 | 472.5705 | 294.1381 | 385.2355 | 308.2175 | 96.8921 | 196.8257 | 88.7682 | 94.9554 | 260.6732 | 374.7393 | 134.9934 | 287.1208 | 63.5207 | 89.6909 | 334.5233 | 334.5233 | 549.6467 | 340.8651 | 443.4592 | 399.8462 | 112.2963 | 256.5688 | 109.5717 | 111.8934 | 323.4737 | 463.4923 | 156.7388 | 354.7817 | 82.1406 | 110.2134 | 419.6359 | 419.6359 | 204385094.9489 | 117164956.8603 | 77378187.4899 | 61381957.3814 | 42263752.0468 | 26768200.3277 | 25120984.1973 | 11955627.9028 | 8901773.3415 | 8926467.2318 | 12742620.9329 | 11130016.6637 | 17029102.0453 | 11961985.6215 | 6279859.9719 | 10026804.0129 | 8846669425.8847 | 5145486128.4557 | 3369420135.6332 | 2735489005.3693 | 1888157519.0032 | 1244165880.8294 | 1136305887.8964 | 551437926.4655 | 414076286.8473 | 417791104.5995 | 595618078.4209 | 497745724.6913 | 745552870.9837 | 535166001.5625 | 278093990.7218 | 450137135.1908
CO_TRINIDAD-LAS-ANIMAS-CO-AP_724645_TY3A | 37.27 | -104.33 | -16.1 | -12.7 | 33.9 | 15.4 | 32.6 | 15.3 | 16.5 | 0 | 8702369666.0604 | 2026166895.3293 | 4535.1127 | 30935133993.9091 | 32224097910.322 | 29308 | 306818385.3325 | 1620.9022 | 63.9356 | 39.7062 | 52.7301 | 43.0084 | 12.9158 | 27.374 | 12.3378 | 12.5303 | 36.0325 | 51.4115 | 18.0239 | 39.7565 | 8.6206 | 12.0218 | 46.0431 | 46.0431 | 16.3333 | 20 | 8715384405.5002 | 1283326394.4636 | 4535.1127 | 25792009242.5905 | 9065332132.8722 | 4535.1127 | 3635591660.6588 | 3635591660.6588 | 7407.6754 | 1946520192.1683 | 1890.3523 | 1181.7139 | 1579.3374 | 1300.3015 | 386.3841 | 818.2815 | 364.4012 | 371.4458 | 1072.826 | 1526.6377 | 534.6059 | 1190.4381 | 255.2183 | 354.8498 | 1366.4187 | 1366.4187 | 404.6349 | 251.9037 | 334.2289 | 271.0338 | 81.8435 | 172.3839 | 77.1665 | 79.185 | 227.1006 | 324.7438 | 114.2882 | 250.7016 | 54.2992 | 76.1326 | 289.6122 | 289.6122 | 788.0515 | 461.1271 | 617.1188 | 551.5247 | 151.7272 | 373.3414 | 184.2181 | 154.9758 | 475.9517 | 658.6931 | 214.4525 | 505.7677 | 119.987 | 152.0019 | 621.5637 | 621.5637 | 171549152.7089 | 95383922.4581 | 63596964.2251 | 48896392.855 | 35494729.9372 | 20679628.2115 | 19732259.5951 | 9004654.8096 | 6971209.4697 | 6406105.9223 | 8773174.0597 | 6981365.3751 | 12957797.3337 | 8439321.9462 | 4158121.2091 | 6874766.9077 | 8360873148.4998 | 4548500123.1277 | 3031009440.5842 | 2406999131.4744 | 1774424531.4675 | 1006052376.0246 | 915507006.4426 | 432495925.3695 | 334256943.9007 | 281310574.8321 | 421311359.0873 | 290238919.1712 | 629733783.6867 | 373555068.4203 | 177722187.3872 | 320241820.1142
CT_BRIDGEPORT-SIKORSKY-MEM_725040_TY3A | 41.18 | -73.15 | -11.5 | -9 | 31 | 22.8 | 29.1 | 22 | 17.5 | 0 | 7764707335.9111 | 1614395623.5183 | 4322.3542 | 46022424050.2355 | 47940025052.3288 | 29308 | 337933702.9496 | 2411.4279 | 22.8241 | 7.7854 | 14.1868 | 12.1041 | 12.9391 | 11.2073 | 9.4542 | 6.9379 | 6.5419 | 12.1405 | 7.284 | 13.722 | 6.8755 | 10.1673 | 14.3838 | 14.3838 | 17.3333 | 48.1667 | 7794744738.8537 | 987025557.1544 | 4322.3542 | 37983837591.2426 | 12352233990.3344 | 4322.3542 | 6209165396.3997 | 6209165396.3997 | 7251.8454 | 2255588514.5312 | 838.0261 | 282.5819 | 525.1925 | 449.4204 | 470.7288 | 416.4475 | 347.9374 | 256.3542 | 238.5341 | 442.2494 | 268.0279 | 502.771 | 253.6049 | 373.586 | 529.5033 | 529.5033 | 151.4154 | 52.0022 | 94.978 | 81.3788 | 85.6922 | 75.6272 | 62.496 | 47.0339 | 43.7585 | 80.8509 | 48.7294 | 90.6461 | 46.1231 | 67.8122 | 95.7346 | 95.7346 | 469.7251 | 134.0233 | 275.3451 | 218.218 | 252.8392 | 191.9858 | 200.7325 | 107.8142 | 112.7328 | 219.7392 | 137.798 | 279.5785 | 121.9783 | 185.3562 | 283.0073 | 283.0073 | 294320881.7884 | 309248747.3219 | 294850148.5224 | 258425591.7523 | 232023919.4714 | 230461020.636 | 193219922.6139 | 182514054.618 | 182880111.5728 | 158578193.5102 | 174420013.866 | 159330345.0197 | 181580699.6704 | 206171661.0563 | 195725109.3645 | 202437026.9745 | 18021927614.1656 | 19522907835.5117 | 18358184126.7534 | 16477093002.488 | 14764124762.1981 | 15092154729.5702 | 12196386645.7882 | 12364809878.7656 | 11828964807.3017 | 10103406507.3298 | 10987124602.2398 | 10217140441.3014 | 12030569334.1884 | 13215120957.866 | 12569743817.413 | 13081784098.655
DE_WILMINGTON-NEWCASTLE-CO-AP_724089_TY3A | 39.67 | -75.6 | -10.4 | -8.2 | 33.3 | 23.9 | 31.9 | 23.3 | 34.6667 | 0 | 14162584100.6861 | 3063208111.8929 | 4995.0556 | 40332116940.2888 | 42012621812.8008 | 29308 | 336670003.4652 | 2113.274 | 39.4632 | 8.9868 | 31.0946 | 21.4904 | 9.1694 | 19.5008 | 14.1723 | 27.5678 | 14.1244 | 14.9712 | 14.2157 | 15.6234 | 16.7581 | 9.0181 | 5.7753 | 5.7753 | 34.0833 | 41.0833 | 14202694263.9462 | 1991514516.8662 | 4995.0556 | 34579211464.9708 | 11304680171.4886 | 4995.0556 | 4146193979.8331 | 4146193979.8331 | 6905.1655 | 2015011537.9321 | 1344.8847 | 301.31 | 1091.1823 | 716.9648 | 310.3533 | 665.2558 | 479.6838 | 947.8557 | 477.1334 | 509.9784 | 481.1602 | 529.828 | 565.941 | 310.8409 | 202.3625 | 202.3625 | 234.6032 | 53.8277 | 187.6412 | 128.8739 | 54.7326 | 117.3222 | 84.8488 | 164.7564 | 84.6792 | 89.8018 | 85.2562 | 93.395 | 100.1465 | 54.0681 | 34.7396 | 34.7396 | 644.9679 | 111.5924 | 424.6382 | 228.7139 | 122.6506 | 231.2051 | 180.8166 | 421.7536 | 169.1144 | 189.1555 | 173.9607 | 209.7968 | 224.3274 | 128.5905 | 80.2359 | 80.2359 | 528750466.3482 | 470568660.7387 | 477426364.2673 | 333634238.96 | 309041628.2771 | 132625189.1313 | 130184971.1237 | 92141008.5246 | 72560988.9319 | 75777348.5588 | 89164201.327 | 74132709.8294 | 79817907.8915 | 57262048.6331 | 74862910.7279 | 69568624.8279 | 27912366115.0647 | 24428239320.8628 | 25452498964.856 | 18669819033.5225 | 17776103700.3285 | 7336053655.4871 | 7192758991.4258 | 5251877496.7347 | 4453838787.0305 | 3952820853.1783 | 4931570036.8482 | 4717323817.1761 | 4718623377.6512 | 3364563481.2376 | 4634114191.3577 | 3810973943.9513
FL_JACKSONVILLE-IAP_722060_TY3A | 30.5 | -81.7 | -1.5 | 0.3 | 34.8 | 25.2 | 33.8 | 25 | 64.5 | 0 | 26040115788.9585 | 5730760488.1917 | 5606.279 | 4105322165.2247 | 4276377255.4424 | 29308 | 37705746.144 | 215.1058 | 3.4705 | 5.7741 | 5.8512 | 3.8008 | 1.8755 | 2.0398 | 4.1958 | 3.1266 | 3.3377 | 2.358 | 2.0387 | 1.0528 | 2.9612 | 2.614 | 1.8591 | 1.8591 | 64.1667 | 2.3333 | 26075558866.3489 | 3929180336.4045 | 5606.279 | 3877018528.376 | 1038499885.2926 | 5606.279 | 69500868.6594 | 69500868.6594 | 4009.2136 | 203708759.6401 | 96.2658 | 161.8251 | 162.2035 | 110.4984 | 56.4872 | 60.5457 | 117.2609 | 88.9375 | 97.0285 | 67.9561 | 58.6654 | 31.0177 | 81.847 | 74.3186 | 53.6056 | 53.6056 | 18.7531 | 31.2698 | 31.6453 | 20.7675 | 10.3048 | 11.1395 | 22.7184 | 17.0158 | 18.1925 | 12.8424 | 11.113 | 5.744 | 15.9824 | 14.23 | 10.0754 | 10.0754 | 7.0647 | 11.4617 | 11.2867 | 8.939 | 3.1257 | 3.6773 | 8.341 | 6.3083 | 7.1955 | 4.6757 | 4.6173 | 1.9443 | 5.7297 | 5.5947 | 4.1226 | 4.1226 | 52296842.5718 | 50994762.7586 | 48177381.902 | 44136704.8565 | 38198372.0357 | 32892590.5056 | 32234029.656 | 31824744.8083 | 29976425.5118 | 29058546.3121 | 28165623.8914 | 29744187.0504 | 25962709.9962 | 25791049.534 | 25623071.5649 | 25177763.5372 | 1823055751.1044 | 1779504325.158 | 1687979017.2897 | 1548067460.9591 | 1352881169.7162 | 1185843030.3908 | 1168729579.8303 | 1152151366.9478 | 1092503755.9855 | 1060462324.682 | 1028090233.8583 | 1087718335.5651 | 955170595.3217 | 948085524.7113 | 941189107.2221 | 926277196.6149
FL_MIAMI-IAP_722020_TY3A | 25.82 | -80.3 | 8.7 | 11.1 | 33.2 | 25.3 | 32.7 | 25.3 | 109.1667 | 0 | 56899109898.7679 | 12534914227.5541 | 5513.6965 | 1124464.3636 | 1171317.0454 | 29308 | 9922.1936 | 0.058918 | 0.0012798 | 0.0016111 | 0.0015408 | 0.0011722 | 0.00045462 | 0.00037781 | 0.0011798 | 0.00077383 | 0.00096748 | 0.00061505 | 0.00054298 | 0.00027838 | 0.00091865 | 0.00057592 | 0.00058723 | 0.00058723 | 108.1667 | 0 | 56972350824.6862 | 8723975073.0071 | 5513.6965 | 1083418.0588 | 277868.6315 | 5513.6965 | 0 | 0 | 1495.038 | 53330.2388 | 0.035957 | 0.045287 | 0.043248 | 0.033405 | 0.013019 | 0.010754 | 0.033103 | 0.021897 | 0.02743 | 0.017372 | 0.015456 | 0.0078238 | 0.025675 | 0.016297 | 0.016622 | 0.016622 | 0.0068923 | 0.008679 | 0.0082929 | 0.0063674 | 0.0024769 | 0.0020508 | 0.0063485 | 0.0041854 | 0.005239 | 0.0033229 | 0.0029475 | 0.0014995 | 0.0049317 | 0.003115 | 0.0031768 | 0.0031768 | 0 | 0 | 0 | 0 | 0 | 0 | 0 | 0 | 0 | 0 | 0 | 0 | 0 | 0 | 0 | 0 | 12736.265 | 12785.3885 | 12453.6671 | 12410.9784 | 10804.1122 | 10839.9484 | 10264.6148 | 11598.0642 | 9721.002 | 9417.4261 | 10335.8937 | 11031.4639 | 8137.3087 | 8996.9617 | 8321.0411 | 7264.9818 | 425320.0342 | 426998.019 | 416398.3857 | 415174.8391 | 361937.7752 | 364331.6869 | 345552.7102 | 390784.4886 | 327698.732 | 317984.2268 | 349358.0926 | 372878.6195 | 274621.3102 | 304257.0854 | 281947.8352 | 246486.5901
GA_ATLANTA-HARTSFIELD-IAP_722190_TY3A | 33.63 | -84.43 | -5.8 | -3.1 | 34.4 | 23.4 | 33.1 | 23.3 | 99.3333 | 0 | 21165819876.6784 | 4787094297.6195 | 5176.5448 | 16062515583.8068 | 16731787066.4655 | 29308 | 144421509.0257 | 841.6245 | 8.6628 | 21.1446 | 29.7524 | 13.7622 | 4.4906 | 11.3496 | 21.603 | 14.8854 | 3.5207 | 19.0107 | 5.4272 | 3.9644 | 4.3241 | 14.9475 | 9.352 | 9.352 | 98.25 | 8.3333 | 21203256170.5243 | 3391693141.6741 | 5176.5448 | 14982960224.8521 | 4416103387.6471 | 5176.5448 | 458019065.6297 | 458019065.6297 | 5303.0331 | 829088401.1661 | 271.627 | 646.8495 | 919.2421 | 442.5056 | 141.2831 | 364.0249 | 668.4777 | 470.0001 | 110.165 | 591.2033 | 167.4131 | 124.9825 | 135.3135 | 465.5925 | 292.1341 | 292.1341 | 49.5631 | 121.8316 | 170.2053 | 77.945 | 25.5878 | 64.2251 | 124.1335 | 84.9202 | 20.0933 | 108.9112 | 30.9527 | 22.4148 | 24.6673 | 85.5655 | 53.5183 | 53.5183 | 34.677 | 69.7817 | 103.3741 | 53.6484 | 15.3414 | 46.7818 | 79.0745 | 48.4794 | 9.8632 | 63.6093 | 19.3137 | 11.65 | 14.9569 | 46.2915 | 32.9821 | 32.9821 | 134043249.2095 | 110423262.7424 | 104386321.9945 | 83727056.6806 | 69695566.3685 | 52271807.9245 | 56488269.2547 | 41920524.4091 | 48436510.4634 | 42213262.2003 | 40838334.4081 | 41406155.395 | 35149651.1897 | 32901349.7054 | 24523810.4177 | 44544997.7218 | 5286499853.4144 | 4355291893.1335 | 4119906920.9763 | 3276716399.7203 | 2780132655.9854 | 2098370710.6929 | 2260465286.4212 | 1695930381.3471 | 1949542914.2188 | 1712333821.6687 | 1629403506.9741 | 1656164387.6366 | 1433795387.6625 | 1333117023.4806 | 982520127.6594 | 1773246336.3744
GA_ROME-R-B-RUSSELL-AP_723200_TY3A | 34.35 | -85.17 | -7.3 | -5.1 | 35.9 | 23.7 | 34.1 | 23.4 | 101.75 | 0 | 19742495895.3024 | 4533412580.8285 | 5040.0346 | 13968981364.9055 | 14551022255.1098 | 29308 | 121868799.9982 | 731.93 | 6.5166 | 17.1572 | 24.5041 | 10.35 | 3.8566 | 8.7197 | 18.2257 | 11.8683 | 3.0412 | 14.6009 | 4.3978 | 3.3605 | 3.2536 | 11.4011 | 6.8965 | 6.8965 | 101.3333 | 8.9167 | 19775599541.8338 | 3262085558.4947 | 5040.0346 | 13141396836.2449 | 3987142048.7226 | 5040.0346 | 306323611.0029 | 306323611.0029 | 5178.4676 | 719995399.4866 | 210.8306 | 571.5292 | 808.0383 | 358.2327 | 134.8337 | 287.1715 | 608.0336 | 405.9348 | 104.5471 | 486.1037 | 145.2724 | 115.1276 | 110.0577 | 385.697 | 226.365 | 226.365 | 38.8956 | 100.837 | 144.9156 | 60.5758 | 22.3186 | 51.8687 | 107.1804 | 69.434 | 17.6647 | 86.1659 | 25.9888 | 19.6829 | 19.1202 | 66.8901 | 40.8816 | 40.8816 | 16.1033 | 45.293 | 64.854 | 29.1117 | 10.6789 | 22.413 | 50.1269 | 29.9002 | 6.7757 | 36.2944 | 10.5741 | 8.3623 | 8.9301 | 27.3427 | 16.4917 | 16.4917 | 113649406.3825 | 92089761.664 | 89024495.0296 | 73569503.0471 | 55537611.4253 | 42376029.0949 | 45665095.5763 | 33200958.6889 | 37992716.8621 | 33775171.562 | 31850458.1937 | 31545559.7429 | 28053634.2412 | 24373411.2895 | 18517742.8645 | 32570858.168 | 4682612601.658 | 3783774217.4756 | 3668818500.3876 | 3061466317.3956 | 2312724990.8248 | 1772316635.9054 | 1921296509.8814 | 1398235380.135 | 1595561283.0548 | 1426868825.1325 | 1337557696.4466 | 1334503467.9887 | 1183555045.2826 | 1028627705.2246 | 785767904.2885 | 1383169881.2722
GA_SAVANNAH-IAP_722070_TY3A | 32.12 | -81.2 | -2.6 | -0.9 | 35.3 | 25.1 | 34.1 | 24.9 | 71.5833 | 0 | 30964503107.9584 | 6899686262.9048 | 5734.4525 | 6451542585.8095 | 6720356860.2182 | 29308 | 60876340.288 | 338.0402 | 4.1584 | 8.3341 | 13.2025 | 6.5053 | 1.7912 | 5.857 | 9.4182 | 6.3796 | 1.6015 | 8.6162 | 2.4135 | 1.5539 | 1.8983 | 6.7463 | 4.3272 | 4.3272 | 70.6667 | 3.3333 | 31007400540.7194 | 4771488512.4096 | 5734.4525 | 6123302303.6004 | 1760348194.3656 | 5734.4525 | 89755204.8826 | 89755204.8826 | 4332.5586 | 321616655.5148 | 119.7622 | 244.1735 | 384.2232 | 198.7741 | 55.3612 | 170.9538 | 273.7644 | 191.882 | 48.7704 | 252.9645 | 70.3991 | 47.0794 | 56.7679 | 200.8391 | 126.1923 | 126.1923 | 22.0468 | 43.8322 | 69.8226 | 34.1825 | 9.3969 | 31.0669 | 49.5894 | 33.5523 | 8.4159 | 45.5029 | 12.7477 | 8.1573 | 9.9985 | 35.4917 | 22.9053 | 22.9053 | 6.2969 | 14.0948 | 20.7551 | 12.0828 | 3.5851 | 9.3896 | 15.8579 | 9.8252 | 2.3358 | 13.2348 | 3.8095 | 2.5969 | 3.146 | 9.48 | 6.645 | 6.645 | 59250414.5738 | 49372909.9909 | 44344228.4325 | 37464504.0927 | 30213560.4611 | 22927859.2319 | 25162716.239 | 18532783.2711 | 21632110.6869 | 19604451.0985 | 20335115.3373 | 19538369.5893 | 16699637.6168 | 15386847.9898 | 12065987.7338 | 22013234.4159 | 2122345679.6278 | 1767164320.3489 | 1576517885.5181 | 1344664231.0835 | 1097934939.5615 | 837378880.1133 | 923799680.5524 | 683977622.5345 | 797855482.1204 | 726184862.5505 | 754885735.3549 | 730829004.2728 | 623904589.3973 | 575587069.5004 | 453830974.2989 | 825748860.8311
IA_DES-MOINES-IAP_725460_TY3A | 41.53 | -93.67 | -20.7 | -17.9 | 33.6 | 24.7 | 32 | 23.9 | 9.5833 | 0 | 9595307064.8158 | 2191588197.6007 | 5910.8598 | 54664908183.7716 | 56942612691.4293 | 29308 | 523959724.8511 | 2864.2665 | 98.7236 | 66.1319 | 71.8002 | 63.7623 | 15.1738 | 29.5977 | 46.0877 | 52.1069 | 57.7752 | 70.9472 | 47.1969 | 32.2819 | 57.1354 | 67.7335 | 16.8079 | 16.8079 | 9.4167 | 25.5833 | 9613720938.3636 | 1508520031.2926 | 5910.8598 | 43194787036.4158 | 16117261434.0221 | 5910.8598 | 9516579355.8171 | 9516579355.8171 | 9285.736 | 2623148270.901 | 3048.2826 | 2027.4858 | 2212.4081 | 1966.8437 | 465.6145 | 910.7754 | 1422.6437 | 1613.8673 | 1784.1079 | 2181.1827 | 1455.8432 | 1005.8245 | 1768.3126 | 2098.5679 | 521.9886 | 521.9886 | 494.2681 | 329.5254 | 356.4826 | 317.5987 | 75.2137 | 147.2974 | 228.6187 | 258.3808 | 286.067 | 351.9648 | 233.3602 | 160.5882 | 283.5569 | 335.2193 | 83.3118 | 83.3118 | 1801.7588 | 1315.5852 | 1490.9892 | 1230.6173 | 327.5587 | 600.4751 | 957.3884 | 1139.6874 | 1232.3434 | 1515.8198 | 1048.8484 | 704.7238 | 1240.3089 | 1577.5855 | 381.8386 | 381.8386 | 141932023.6648 | 124414312.31 | 98997951.4287 | 49760128.242 | 33962285.3714 | 22062471.9249 | 17417300.1096 | 9093632.5016 | 12430632.974 | 7376160.7767 | 6441381.6239 | 5370868.1065 | 4470113.1611 | 3509509.0198 | 5745268.1207 | 5225693.9189 | 7796820514.8956 | 7005391505.3456 | 5621334795.1619 | 3021766002.6205 | 2129850741.0468 | 1457653482.4295 | 1057377445.9333 | 589852058.8914 | 844024077.3709 | 479876347.0928 | 424364252.161 | 374432605.8725 | 318612280.542 | 227141826.5611 | 456193233.0321 | 416834730.1852
IA_SIOUX-CITY-SIOUX-GATEWAY-AP_725570_TY3A | 42.38 | -96.38 | -22.1 | -19.3 | 33.9 | 23.9 | 32.3 | 23.4 | 0.33333 | 0 | 4404789847.0881 | 1060159074.2305 | 6163.0136 | 63301847917.5172 | 65939424914.08 | 29308 | 656085016.1764 | 3316.8145 | 123.778 | 81.7687 | 89.8413 | 79.7515 | 19.2867 | 37.1718 | 57.6804 | 65.6494 | 71.7175 | 88.3341 | 59.1751 | 40.1998 | 71.8288 | 84.7779 | 21.4323 | 21.4323 | 0.33333 | 63.25 | 4411285996.5549 | 783823292.3943 | 6163.0136 | 47488610674.9808 | 18179344896.3394 | 6163.0136 | 13408680944.8676 | 13408680944.8676 | 9991.9029 | 3115266978.2441 | 3437.1628 | 2261.6877 | 2510.9965 | 2233.1313 | 526.7437 | 1034.9214 | 1615.2636 | 1813.4289 | 2005.2721 | 2463.6912 | 1648.7445 | 1125.8536 | 1999.4238 | 2355.2888 | 587.5203 | 587.5203 | 587.5544 | 387.5047 | 425.2539 | 378.7411 | 90.2252 | 176.1812 | 273.2069 | 308.1715 | 339.0796 | 418.2585 | 278.1981 | 190.292 | 338.9796 | 398.2455 | 99.7868 | 99.7868 | 2553.411 | 1721.1179 | 1974.4066 | 1668.5913 | 460.7454 | 802.0377 | 1262.8961 | 1561.9183 | 1592.6699 | 1946.1703 | 1380.1457 | 921.2955 | 1653.5073 | 2071.7571 | 547.3628 | 547.3628 | 175945837.6497 | 153149899.3802 | 123060002.9285 | 61038029.0075 | 40274973.0135 | 26993278.9876 | 21639285.7043 | 10483890.541 | 13915280.9768 | 9322074.0052 | 7709731.6979 | 6196116.2882 | 5437542.9623 | 5117588.8439 | 6075457.8914 | 5539932.6709 | 9298540524.0588 | 8264865761.3462 | 6655013843.498 | 3597381606.4439 | 2354877131.1025 | 1650050179.7237 | 1321166797.147 | 646925140.36 | 828679178.7163 | 618394971.5309 | 491141894.1246 | 390158821.2915 | 352216420.4241 | 360711938.5638 | 382129275.0895 | 351093540.9321
ID_BOISE-AIR-TERMINAL_726810_TY3A | 43.62 | -116.21 | -12.9 | -9.1 | 37 | 17.7 | 35.2 | 17.2 | 98.25 | 0 | 10184107706.834 | 2564099289.8332 | 4880.9875 | 37456489157.9629 | 39017176206.2113 | 29308 | 387591730.9643 | 1962.6003 | 50.6911 | 7.4529 | 42.7206 | 9.4805 | 24.1492 | 35.2446 | 33.2161 | 28.2819 | 14.062 | 9.5254 | 23.1434 | 16.5226 | 13.233 | 23.1732 | 7.8756 | 7.8756 | 98.3333 | 16.5 | 10163762054.941 | 1868586397.1827 | 4880.9875 | 33447648564.2876 | 10805267864.9584 | 4880.9875 | 2091148976.7482 | 2091148976.7482 | 6845.1483 | 2439706180.5088 | 1423.4902 | 207.3033 | 1203.351 | 267.9751 | 690.3172 | 999.4388 | 933.8373 | 809.2795 | 397.0768 | 277.4721 | 653.583 | 462.8688 | 371.1125 | 657.0511 | 222.7863 | 222.7863 | 319.9848 | 46.9088 | 268.9303 | 59.6431 | 152.5902 | 222.3874 | 209.2704 | 178.7689 | 88.7596 | 60.1822 | 146.2949 | 104.3447 | 83.5797 | 146.6299 | 49.6657 | 49.6657 | 267.5233 | 34.8282 | 241.7828 | 53.068 | 158.8405 | 202.5103 | 187.803 | 178.1456 | 82.0275 | 71.1102 | 143.8584 | 88.0452 | 63.9454 | 143.5086 | 42.175 | 42.175 | 124834933.9212 | 117296243.0691 | 112411398.2722 | 102943280.6372 | 94390722.7913 | 85847020.0399 | 88505211.8891 | 83458734.3937 | 111683643.2365 | 88820646.8616 | 62783071.5703 | 75050401.5233 | 47534812.5794 | 40654396.2848 | 39468791.9281 | 32614859.4118 | 5003604958.0663 | 4632101069.7896 | 4508675530.0827 | 4131171803.9508 | 3873172345.2185 | 3537348616.5382 | 3674375119.6885 | 3435657057.1565 | 4637361760.6686 | 3687943109.4194 | 2660050966.739 | 3173175488.1835 | 2055437721.4197 | 1765065149.1754 | 1744650200.2982 | 1413778464.1
ID_IDAHO-FALLS-FANNING-FIELD_725785_TY3A | 43.52 | -112.07 | -21.5 | -17.9 | 33.1 | 16.1 | 32 | 15.9 | 4.5833 | 0 | 5071511761.5232 | 1242058180.3091 | 4931.5295 | 55675776263.0226 | 57995600273.982 | 29308 | 600467094.0656 | 2917.2327 | 76.8222 | 12.0698 | 65.4976 | 14.6812 | 34.0643 | 52.3655 | 50.2343 | 42.2251 | 21.5166 | 13.7121 | 35.2398 | 24.9957 | 19.8986 | 34.1952 | 12.1794 | 12.1794 | 4.5833 | 22.6667 | 5072565053.5406 | 841460882.0145 | 4931.5295 | 42251356906.0297 | 16294406687.6861 | 4931.5295 | 10594777148.3955 | 10594777148.3955 | 9092.859 | 3586518328.5868 | 2105.344 | 327.4785 | 1784.4027 | 403.3439 | 943.2588 | 1444.0947 | 1372.1167 | 1163.5479 | 588.3221 | 381.8955 | 962.0941 | 686.0291 | 547.8221 | 940.5284 | 334.9667 | 334.9667 | 460.1858 | 72.1114 | 390.84 | 87.7709 | 203.3437 | 313.2497 | 299.2696 | 251.8409 | 127.5713 | 81.5821 | 210.0508 | 149.5196 | 120.4454 | 204.5386 | 72.6855 | 72.6855 | 1411.1062 | 207.8087 | 1229.2399 | 248.4646 | 662.6396 | 999.7179 | 963.6505 | 851.3716 | 433.4797 | 284.1893 | 688.9131 | 457.8648 | 318.7146 | 669.3131 | 232.5311 | 232.5311 | 189726999.1821 | 182488750.1045 | 169952847.0232 | 157441946.718 | 139915617.8376 | 127053867.4713 | 127825323.6451 | 124782614.4876 | 167977299.4466 | 134750398.2534 | 92802745.5947 | 109737306.811 | 68495937.9503 | 56643826.9241 | 58657943.9519 | 46989829.1352 | 9526879102.5618 | 9399292179.8567 | 8634700088.3563 | 8479746116.6893 | 7585996650.8843 | 6990571131.6508 | 6801979843.0585 | 6915792715.7124 | 9278711383.6365 | 7412757764.2448 | 5138375898.7745 | 6021916976.0401 | 3728903538.2222 | 2889391125.8378 | 3251576193.6667 | 2445229983.9857
IL_BELLEVILLE-SCOTT-AFB_724338_TY3A | 38.55 | -89.85 | -12.8 | -10.9 | 34.9 | 24.7 | 33 | 24.2 | 57.5833 | 0 | 15040499727.4297 | 3402433554.2482 | 5178.8955 | 37436585314.9266 | 38996443036.3821 | 29308 | 319295069.4414 | 1961.5574 | 38.7235 | 28.412 | 33.8216 | 21.4543 | 12.8731 | 27.358 | 17.6145 | 12.4579 | 25.2164 | 12.7853 | 27.8449 | 14.9864 | 11.2639 | 28.8352 | 24.2572 | 24.2572 | 57.1667 | 56.25 | 15071301973.0968 | 2367604845.0691 | 5178.8955 | 30943573237.1595 | 10689387697.878 | 5178.8955 | 5014583083.2241 | 5014583083.2241 | 7097.4315 | 1835567632.7128 | 1293.2823 | 958.4467 | 1144.2484 | 733.9822 | 436.4656 | 930.3188 | 600.7871 | 423.5665 | 851.0629 | 431.2132 | 938.2639 | 505.6125 | 376.8225 | 983.4554 | 817.9523 | 817.9523 | 222.4797 | 162.993 | 194.3601 | 123.9677 | 74.2286 | 157.3916 | 101.1973 | 71.658 | 145.2059 | 73.476 | 159.503 | 85.9414 | 64.5084 | 165.8974 | 139.4403 | 139.4403 | 665.7985 | 447.2834 | 581.3159 | 339.4639 | 205.0763 | 436.8814 | 277.437 | 212.0612 | 445.6691 | 199.493 | 507.3271 | 252.038 | 201.4267 | 467.5205 | 386.6238 | 386.6238 | 121626823.4424 | 86975438.8627 | 71354076.2606 | 52626348.8002 | 45442936.8795 | 41818934.985 | 47676925.5345 | 33976038.5602 | 25062570.0035 | 20966702.3922 | 17004429.5704 | 17974854.8305 | 51764905.1855 | 59030244.7186 | 104592368.6179 | 98621996.0182 | 6595899875.0328 | 4739852074.6964 | 3950994515.4098 | 2975458688.9688 | 2533994865.3359 | 2337727309.9188 | 2646505036.8562 | 1882235753.3196 | 1448005061.2334 | 1246300490.9859 | 1011574408.8376 | 1089333566.7786 | 3055574189.2435 | 3564229818.9946 | 6302329449.8166 | 5948248101.1021
IL_CHICAGO-MIDWAY-AP_725340_TY3A | 41.78 | -87.75 | -17.7 | -14.8 | 33 | 23.7 | 32 | 22.9 | 22.75 | 0 | 14076562204.8937 | 3174692047.9018 | 5330.4991 | 44242423038.5043 | 46085857331.7752 | 29308 | 391756844.127 | 2318.1616 | 48.6778 | 34.9289 | 41.8407 | 25.759 | 16.1644 | 32.9431 | 21.1484 | 15.3638 | 32.0192 | 15.0522 | 35.2163 | 18.0194 | 14.5903 | 35.003 | 29.4337 | 29.4337 | 22.5 | 59.1667 | 14116498625.8237 | 2090185449.0207 | 5330.4991 | 33759756252.6969 | 11978433614.2369 | 5330.4991 | 8797111649.9696 | 8797111649.9696 | 8687.4067 | 2125453348.3928 | 1489.5154 | 1057.1398 | 1293.4557 | 810.2207 | 501.536 | 1018.3816 | 652.1228 | 476.8732 | 991.3928 | 460.2164 | 1086.4908 | 552.2471 | 445.1439 | 1087.7983 | 899.5014 | 899.5014 | 261.6294 | 188.784 | 226.2023 | 141.7894 | 88.1005 | 178.834 | 114.5922 | 83.0382 | 173.1471 | 81.2129 | 188.9299 | 96.6694 | 77.8722 | 190.9044 | 159.1151 | 159.1151 | 1239.3344 | 838.8829 | 1040.625 | 533.8516 | 369.7001 | 761.0174 | 504.8472 | 381.234 | 781.6782 | 352.9323 | 945.3782 | 461.0683 | 400.6383 | 802.4071 | 710.6764 | 710.6764 | 149558233.2246 | 107479281.3078 | 88731642.665 | 64910896.4469 | 57674502.3941 | 51775631.7777 | 58604803.7959 | 42037384.1261 | 30578146.7432 | 26494526.0147 | 20340424.3401 | 21029186.6553 | 62080365.9047 | 69799791.0723 | 123033394.6159 | 117278958.6269 | 8450824803.29 | 6234149223.4698 | 5221632273.4936 | 3923946282.8916 | 3489813116.4292 | 3117636036.8319 | 3459895277.0303 | 2479790327.3899 | 1834685677.5074 | 1698255609.0642 | 1277110994.885 | 1279188460.0716 | 3888477426.5789 | 4364078721.467 | 7701099711.4178 | 7413015243.1299
IN_EVANSVILLE-RGNL-AP_724320_TY3A | 38.05 | -87.53 | -13.3 | -10.1 | 34.3 | 24.6 | 33 | 24.3 | 62.0833 | 0 | 18819611254.2891 | 4195725707.6724 | 5400.8097 | 30718929199.0707 | 31998884582.3652 | 29308 | 276915337.0138 | 1609.5737 | 45.7133 | 40.8782 | 53.2577 | 37.4629 | 28.8783 | 27.7991 | 34.4449 | 17.2737 | 32.1362 | 18.2743 | 29.1328 | 21.3802 | 11.3567 | 18.0653 | 25.8772 | 25.8772 | 61.6667 | 18.9167 | 18857884741.2828 | 2883590698.403 | 5400.8097 | 26616268558.0846 | 9090688961.3523 | 5400.8097 | 2928081100.8372 | 2928081100.8372 | 7297.8248 | 1550051498.2109 | 1502.3164 | 1352.8498 | 1751.8155 | 1238.6359 | 951.9831 | 917.0703 | 1134.6358 | 568.7915 | 1067.4498 | 603.0279 | 964.5154 | 698.5313 | 377.4792 | 595.1491 | 853.5395 | 853.5396 | 255.8787 | 229.0671 | 297.456 | 208.6999 | 161.208 | 155.1642 | 192.275 | 96.5461 | 179.7327 | 102.0583 | 163.0531 | 119.3016 | 63.4898 | 101.1735 | 145.2018 | 145.2018 | 508.746 | 446.1032 | 601.17 | 460.7992 | 334.1164 | 318.5211 | 395.9258 | 213.3638 | 374.7304 | 218.3466 | 309.4405 | 220.6144 | 135.6099 | 205.4472 | 267.9461 | 267.9461 | 160534498.0994 | 159178933.3628 | 178093429.5096 | 162911567.475 | 153716282.918 | 159581708.8196 | 176551305.6541 | 165669266.0325 | 162431469.2609 | 158340895.4922 | 152959365.7229 | 157858502.1556 | 160138497.0847 | 137566867.3032 | 112456687.0536 | 109960663.3 | 7854868179.2199 | 7638694080.9752 | 8681774182.1111 | 7948663150.4262 | 7570158169.7714 | 7891302708.9244 | 8737960818.2324 | 8184234702.6156 | 8077885419.3735 | 7891280664.2307 | 7588788803.8712 | 7887077391.0416 | 7937172644.2428 | 6975214083.019 | 5560523802.382 | 5530918653.6424
IN_INDIANAPOLIS-IAP_724380_TY3A | 39.72 | -86.27 | -16.7 | -13.3 | 32.8 | 23.9 | 31.5 | 23.4 | 49.25 | 0 | 12489849454.4497 | 2759302765.2488 | 5060.3589 | 47735094240.3922 | 49724056500.4084 | 29308 | 403148019.9138 | 2501.1664 | 66.1047 | 57.9272 | 75.6408 | 51.8888 | 40.8895 | 38.9496 | 48.3247 | 23.6256 | 45.0446 | 25.2224 | 41.2111 | 31.2781 | 15.6761 | 25.0845 | 36.8363 | 36.8363 | 48.6667 | 41.6667 | 12521703378.0829 | 1876775083.4277 | 5060.3589 | 36342475340.7268 | 13267566898.657 | 5060.3589 | 9569602550.8855 | 9569602550.8855 | 8231.6822 | 2333999883.1603 | 2180.7588 | 1909.5896 | 2493.2638 | 1712.7963 | 1347.2538 | 1285.1397 | 1595.0364 | 775.9132 | 1490.0857 | 832.273 | 1367.4065 | 1028.2821 | 517.2256 | 829.1094 | 1216.5092 | 1216.5093 | 382.7707 | 334.4564 | 436.6127 | 298.8499 | 235.5901 | 224.9946 | 278.5908 | 135.5568 | 259.3364 | 145.4906 | 239.1015 | 181.2563 | 90.3525 | 144.6627 | 213.0053 | 213.0053 | 1588.889 | 1437.6974 | 1879.4423 | 1349.8432 | 1024.3892 | 976.0406 | 1239.3525 | 637.4042 | 1177.3219 | 643.0532 | 984.1596 | 721.9022 | 403.2503 | 639.2408 | 911.305 | 911.305 | 237273700.9233 | 238608744.4326 | 261798294.5461 | 237179267.3569 | 222467849.2886 | 229427914.3721 | 255054074.9892 | 236043758.1747 | 230782343.0827 | 219662973.0709 | 215134747.4455 | 220105176.6075 | 223188341.8201 | 188730659.3321 | 159474861.5681 | 151441869.1306 | 14626502484.5697 | 14593542007.3255 | 16079730485.7237 | 14903800411.8963 | 14013342813.9442 | 14397355973.2382 | 16069358267.0109 | 14998798343.9544 | 14740023106.0253 | 13978613865.6438 | 13902596541.7327 | 14318128637.1407 | 14541846018.0084 | 12428634266.7308 | 10916420729.0959 | 10419731827.5188
KS_HAYS-MUNI_AWOS_724518_TY3A | 38.85 | -99.27 | -16.3 | -13.7 | 37.9 | 21.7 | 36.6 | 21.7 | 97.3333 | 0 | 19116450597.9772 | 4783074662.5193 | 5884.8445 | 34273506933.4924 | 35701569722.3879 | 29308 | 376802485.7261 | 1795.8222 | 27.9187 | 3.2135 | 37.4695 | 49.0983 | 23.529 | 20.4368 | 36.0954 | 31.5521 | 36.8527 | 32.0991 | 36.7426 | 19.1378 | 40.456 | 46.7563 | 46.7027 | 46.7027 | 97.1667 | 16.1667 | 19148962864.9589 | 3595118745.432 | 5884.8445 | 30928061361.5086 | 10758845433.0089 | 5884.8445 | 1950007926.916 | 1950007926.916 | 8038.7799 | 1888331021.8626 | 784.0319 | 95.3456 | 1080.7649 | 1406.6378 | 689.5385 | 603.7633 | 1057.9972 | 937.5261 | 1082.4444 | 956.4309 | 1082.3641 | 582.0459 | 1211.6119 | 1379.7267 | 1375.4518 | 1375.4517 | 140.7415 | 15.9732 | 187.467 | 246.2129 | 117.0545 | 101.1567 | 179.5937 | 156.5736 | 183.013 | 158.6935 | 182.4062 | 94.0113 | 199.5294 | 231.9046 | 231.7225 | 231.7225 | 137.328 | 18.3493 | 221.3234 | 250.0082 | 137.229 | 129.935 | 207.1852 | 179.4519 | 217.0974 | 164.2318 | 170.5531 | 134.2435 | 243.9743 | 293.2635 | 248.5814 | 248.5814 | 28646137.6997 | 17367213.8972 | 6566502.7181 | 4100395.2584 | 2898455.7815 | 4348331.0411 | 3229147.0418 | 1916787.1259 | 1188430.9697 | 895546.0795 | 1179922.8425 | 539677.6346 | 413729.5229 | 116336.7601 | 298181.1803 | 840132.8225 | 1101614627.2991 | 671680191.4033 | 260315773.1996 | 168464584.9107 | 110578313.7939 | 168358305.7934 | 130546386.9889 | 77764416.9065 | 48407772.3641 | 37199915.7171 | 48464250.8651 | 21648560.6647 | 15079605.5804 | 4064017.764 | 10180786.712 | 32968640.6016
KS_WICHITA-MID-CONTINENT-AP_724500_TY3A | 37.65 | -97.43 | -13.7 | -11 | 37.8 | 23.2 | 36.1 | 23.2 | 3.9167 | 0 | 10864278828.5952 | 2604371275.228 | 6189.155 | 32930992117.554 | 34303116789.1187 | 29308 | 357614447.8551 | 1725.4787 | 27.0064 | 3.2022 | 36.8832 | 47.0095 | 22.9236 | 20.2612 | 35.1779 | 32.1149 | 35.747 | 32.5518 | 36.8522 | 18.8229 | 40.8134 | 45.0798 | 46.0478 | 46.0478 | 3.8333 | 14.9167 | 10884220858.2831 | 1874208766.9804 | 6189.155 | 29783186776.7777 | 9918311691.2295 | 6189.155 | 1878533483.1339 | 1878533483.1339 | 7494.6279 | 1746673144.9905 | 747.3871 | 90.8447 | 1024.6887 | 1309.5437 | 652.1625 | 576.6374 | 1003.1853 | 909.7937 | 1012.2456 | 931.4547 | 1032.878 | 544.5101 | 1165.1613 | 1285.4187 | 1310.3741 | 1310.3741 | 132.3691 | 15.6562 | 179.7373 | 230.0245 | 111.3806 | 98.3546 | 171.4739 | 155.6539 | 173.5914 | 158.4823 | 180.2003 | 90.4931 | 198.4018 | 218.3761 | 223.8258 | 223.8258 | 143.3906 | 21.0115 | 201.9447 | 267.3398 | 128.8722 | 119.593 | 227.6255 | 177.1632 | 200.8668 | 193.264 | 197.5334 | 123.0488 | 257.4909 | 262.4515 | 266.402 | 266.402 | 26393340.1806 | 16980902.1868 | 7194434.9656 | 4096500.7705 | 2977796.4055 | 4355691.1614 | 3512045.1429 | 2192905.8401 | 1418458.7871 | 988662.7236 | 1389274.4485 | 683380.9664 | 537347.7035 | 306495.9071 | 539714.5748 | 998408.9574 | 993667293.4962 | 652655579.595 | 277993709.7205 | 154733824.2498 | 107460391.8082 | 164588082.3147 | 141266154.8666 | 84978578.2698 | 54646913.1045 | 38060913.5528 | 57653170.0835 | 27040679.9425 | 19872688.927 | 10720193.3083 | 20722766.8941 | 36955418.7196
KY_LOUISVILLE-BOWMAN-FIELD_724235_TY3A | 38.23 | -85.67 | -12.4 | -9.1 | 34.1 | 23.9 | 32.8 | 23.7 | 52.75 | 0 | 17873998851.4015 | 3900826758.9031 | 5310.731 | 25155390664.723 | 26203531942.4198 | 29308 | 230049284.2304 | 1318.0621 | 51.1551 | 27.6948 | 42.4156 | 33.5743 | 22.4006 | 10.9936 | 23.5773 | 14.6578 | 29.2805 | 21.4952 | 15.4481 | 17.2474 | 15.8621 | 30.4386 | 13.6092 | 13.6092 | 52.1667 | 10.75 | 17913152504.1571 | 2613157169.619 | 5310.731 | 22804372081.5789 | 7287868281.5655 | 5310.731 | 1355575541.2395 | 1355575541.2395 | 6989.3531 | 1309658430.3112 | 1628.0934 | 883.798 | 1352.1151 | 1071.5752 | 723.7915 | 354.4739 | 763.8959 | 473.9693 | 937.6166 | 686.0697 | 502.3371 | 553.9546 | 519.3639 | 976.8165 | 435.145 | 435.145 | 291.2801 | 157.4734 | 241.2666 | 190.942 | 126.7834 | 62.2713 | 133.3328 | 83.0553 | 166.9073 | 122.1852 | 87.389 | 97.8049 | 90.1576 | 172.6838 | 77.5357 | 77.5357 | 314.6792 | 171.0684 | 252.0671 | 197.0428 | 147.8272 | 74.5362 | 156.2424 | 91.505 | 176.0928 | 140.519 | 107.9426 | 103.5229 | 106.8491 | 193.8895 | 82.4257 | 82.4257 | 110923618.5222 | 87101530.7442 | 154261725.5019 | 147068223.7597 | 141611749.6539 | 131144958.8431 | 103211236.3216 | 92020772.6901 | 86848358.2213 | 82730576.4515 | 81432976.8963 | 67442723.5408 | 70872951.2555 | 93721500.9478 | 77773913.3104 | 64167343.6593 | 4924945561.0662 | 3797478384.3301 | 6698429830.1284 | 6354383188.7305 | 6102394170.8024 | 5720426382.9841 | 4489954257.326 | 4044314865.709 | 3843372231.2825 | 3661474429.3267 | 3603242870.9115 | 2921519323.7222 | 3096703686.5035 | 4096608511.551 | 3407935221.8671 | 2812652328.112
LA_NEW-ORLEANS-IAP_722310_TY3A | 30 | -90.25 | 0.6 | 2.4 | 34.3 | 25.6 | 33.5 | 25.4 | 87.75 | 0 | 37074514820.1473 | 8161289487.9783 | 5709.7067 | 5244532175.7765 | 5463054349.7672 | 29308 | 48444937.5293 | 274.7967 | 5.5182 | 4.5537 | 5.3369 | 4.7031 | 2.8277 | 3.1249 | 3.8386 | 2.5028 | 4.0406 | 3.6976 | 2.7344 | 2.9526 | 4.7591 | 3.9992 | 1.1364 | 1.1364 | 86.5833 | 1.9167 | 37119022150.0473 | 5658736760.3459 | 5709.7067 | 4997647834.2494 | 1330622474.6464 | 5709.7067 | 54823065.5116 | 54823065.5116 | 3667.1081 | 257821714.4497 | 152.2573 | 125.4197 | 148.4808 | 132.7617 | 79.9373 | 87.1048 | 106.641 | 70.2047 | 112.4089 | 102.6867 | 76.4502 | 83.1205 | 131.5701 | 111.1268 | 31.5733 | 31.5733 | 29.438 | 24.2679 | 28.49 | 25.0042 | 15.2403 | 16.6684 | 20.4542 | 13.2793 | 21.5497 | 19.7219 | 14.5813 | 15.7698 | 25.3192 | 21.3022 | 6.0454 | 6.0454 | 5.9477 | 5.3204 | 6.3083 | 5.5261 | 2.7766 | 3.5376 | 4.7517 | 2.4291 | 5.0497 | 4.1565 | 3.0598 | 2.7009 | 5.5161 | 4.2892 | 1.3746 | 1.3746 | 54379500.4184 | 56897280.5539 | 67948040.8962 | 67908816.6901 | 69566766.9923 | 58507583.2263 | 60900550.3708 | 61934816.8872 | 60400212.4773 | 60812440.2084 | 62600650.9702 | 60711717.762 | 60017736.6479 | 72657831.7158 | 72772976.5316 | 69750419.2329 | 1842728499.4594 | 1928229356.369 | 2301076936.7611 | 2307300966.0871 | 2364897945.8819 | 2002284659.0711 | 2083147445.1676 | 2120435993.3419 | 2066108752.458 | 2079093695.74 | 2139943749.9097 | 2077433130.2486 | 2053700430.9439 | 2484259773.8216 | 2488355236.6274 | 2387491113.4279
LA_SHREVEPORT-DOWNTOWN_722484_TY3A | 32.53 | -93.75 | -2.8 | -1.3 | 37.3 | 24.8 | 36 | 24.7 | 91.6667 | 0 | 30517714958.4886 | 7217073981.9897 | 6031.278 | 9955864932.9212 | 10370692638.4595 | 29308 | 100471360.4529 | 521.6555 | 11.3638 | 9.6661 | 10.6144 | 8.9644 | 6.2228 | 6.1414 | 7.4245 | 5.3529 | 7.7756 | 7.2382 | 5.632 | 5.7316 | 9.4505 | 7.7945 | 2.0401 | 2.0401 | 91.25 | 8.6667 | 30535030248.457 | 5393568030.3457 | 6031.278 | 9408142710.9407 | 2899014183.5526 | 6031.278 | 175159076.0234 | 175159076.0234 | 3850.7849 | 515422091.146 | 328.5559 | 278.7242 | 310.0166 | 267.2476 | 183.838 | 178.5939 | 216.0474 | 158.4339 | 227.1773 | 210.3825 | 164.2045 | 168.5017 | 274.0655 | 227.5511 | 58.9453 | 58.9453 | 58.4985 | 49.5906 | 54.6307 | 45.8079 | 32.105 | 31.4773 | 38.1242 | 27.3548 | 39.8942 | 37.274 | 28.9258 | 29.467 | 48.4776 | 40.0124 | 10.4795 | 10.4795 | 18.2402 | 16.8953 | 17.019 | 14.2297 | 7.1895 | 9.687 | 12.8627 | 8.2557 | 13.2754 | 11.375 | 8.5049 | 7.2853 | 15.9906 | 12.5228 | 3.7188 | 3.7188 | 113153912.2612 | 114873509.3282 | 141055136.9196 | 140450982.4288 | 139342851.8633 | 116759151.32 | 122648802.9033 | 123545805.0629 | 122070943.8103 | 120035903.916 | 122288408.8565 | 119353599.9649 | 115948223.1967 | 144072726.8499 | 144356585.9671 | 137759718.5673 | 4044447148.5061 | 4102123167.9713 | 5032608101.8555 | 5017464355.5549 | 4994071413.0232 | 4194349392.7089 | 4398573923.4336 | 4436173933.1933 | 4376122816.7114 | 4306970596.2658 | 4390338499.4184 | 4290079680.8021 | 4161317405.4024 | 5167005903.8709 | 5180066210.4369 | 4944587078.8263
MA_BOSTON-LOGAN-IAP_725090_TY3A | 42.37 | -71.02 | -13.3 | -10.6 | 32.5 | 22.6 | 30.9 | 22.1 | 23.9167 | 0 | 7792343677.2769 | 1680341165.7671 | 4763.2717 | 45382789624.6145 | 47273739192.3067 | 29308 | 368549344.1836 | 2377.9131 | 22.4804 | 8.4302 | 3.6311 | 4.9061 | 5.1324 | 11.2113 | 2.8511 | 6.3046 | 4.1985 | 7.9107 | 4.505 | 5.5057 | 5.701 | 2.4354 | 7.9587 | 7.9587 | 23.5833 | 32.25 | 7822763062.1359 | 1038560958.0655 | 4763.2717 | 38138441875.2624 | 12796772130.2353 | 4763.2717 | 5436601749.8139 | 5436601749.8139 | 8139.5943 | 2296800984.2044 | 780.2193 | 294.2712 | 128.3637 | 171.0409 | 180.3693 | 392.523 | 98.6112 | 221.9651 | 148.7348 | 278.6325 | 160.9438 | 192.0988 | 202.9174 | 84.9697 | 282.7321 | 282.7321 | 139.1708 | 52.8085 | 22.7162 | 31.0639 | 31.899 | 70.2419 | 17.5381 | 39.7755 | 26.4543 | 49.6178 | 28.3438 | 34.0787 | 36.0969 | 15.1465 | 49.838 | 49.838 | 371.6357 | 111.695 | 54.3086 | 53.4382 | 86.8468 | 157.3246 | 51.2102 | 78.7416 | 57.6258 | 112.7616 | 64.8385 | 93.7291 | 71.578 | 38.5858 | 119.6505 | 119.6505 | 364066073.1848 | 364219233.9381 | 288527767.7121 | 174839342.9138 | 140800001.9975 | 108076545.3564 | 116847494.2995 | 86205148.5437 | 85149743.3944 | 75841643.9494 | 84368903.6898 | 70525451.9351 | 60903699.1454 | 69665060.0082 | 51103549.2208 | 60152070.6401 | 21310829556.0829 | 21227655361.1293 | 16386232435.1488 | 10231936507.1679 | 7940513510.2842 | 6214054597.1236 | 6633798555.752 | 4872705968.3412 | 4721910194.906 | 4287259532.2323 | 4700042578.6625 | 3965627855.6354 | 3414907550.2765 | 3861706627.567 | 2821122993.8798 | 3311882079.8464
MD_BALTIMORE-BLT-WASHNGTN-IAP_724060_TY3A | 39.17 | -76.68 | -10 | -7.8 | 34.4 | 23.8 | 32.9 | 23.4 | 40.1667 | 0 | 14644768092.0256 | 3260020333.1518 | 5224.9736 | 35390253721.3021 | 36864847626.3563 | 29308 | 313085420.5874 | 1854.3362 | 30.5884 | 7.7104 | 26.9287 | 19.2196 | 7.2309 | 22.6191 | 10.7439 | 21.392 | 13.8779 | 16.0664 | 18.5185 | 13.7691 | 15.3729 | 8.0938 | 17.4922 | 17.4922 | 39.9167 | 14.1667 | 14676782424.2717 | 2206272955.8804 | 5224.9736 | 31753769778.4813 | 10155474676.7691 | 5224.9736 | 2269537046.2805 | 2269537046.2805 | 6610.5454 | 1807283051.9508 | 997.5899 | 249.3952 | 896.0903 | 625.9125 | 235.7165 | 737.6942 | 356.9605 | 728.0424 | 450.1989 | 530.7592 | 603.9982 | 451.2898 | 509.2406 | 268.8889 | 563.2408 | 563.2408 | 176.6225 | 44.5866 | 155.3137 | 110.6311 | 41.719 | 130.0573 | 61.7978 | 123.4363 | 80.0493 | 92.669 | 106.7575 | 79.3792 | 88.6609 | 46.7694 | 100.9012 | 100.9012 | 234.691 | 56.4781 | 229.2685 | 140.6546 | 52.7021 | 176.4174 | 82.0532 | 200.9937 | 96.2463 | 125.8792 | 136.8594 | 100.3167 | 122.8091 | 69.0486 | 120.9569 | 120.9569 | 238093180.2667 | 260601404.399 | 238050410.6703 | 199965733.6524 | 172098377.6525 | 145691104.685 | 136259385.5992 | 103462417.8385 | 100118682.9135 | 101869212.5232 | 107925286.1873 | 140830320.2044 | 137981743.7628 | 114808710.3546 | 118282711.755 | 163688138.003 | 11101821471.7686 | 12039193157.6749 | 10979751100.22 | 9326039639.766 | 8228908129.9978 | 6980947849.2652 | 6539522960.0715 | 5040676886.2529 | 4932237037.9717 | 5037515666.4045 | 5337703078.9096 | 6908915474.7024 | 6817710261.3556 | 5682494459.0224 | 5858035473.5096 | 8003618664.2055
ME_PORTLAND-INTL-JETPORT_726060_TY3A | 43.65 | -70.3 | -17.7 | -15.1 | 30.5 | 21.8 | 28.6 | 21.1 | 5.25 | 0 | 2756320723.1399 | 585558225.7802 | 5007.7713 | 63435996411.9866 | 66079162929.1528 | 29308 | 556706524.8089 | 3323.8435 | 40.3782 | 23.9956 | 27.5344 | 19.0615 | 14.118 | 18.148 | 14.6482 | 8.335 | 25.7787 | 19.5368 | 10.0517 | 15.9195 | 5.9315 | 9.8603 | 14.6252 | 14.6251 | 5.1667 | 40.5833 | 2767432387.685 | 354252219.7535 | 5007.7713 | 49154913903.5522 | 17869341880.4967 | 5007.7713 | 11722106674.215 | 11722106674.215 | 8787.6839 | 3232883766.4188 | 1298.3768 | 773.4676 | 898.6259 | 613.8141 | 463.4563 | 580.8575 | 469.3324 | 268.355 | 841.8405 | 633.4602 | 330.3737 | 515.5781 | 193.9052 | 323.9664 | 470.209 | 470.2068 | 235.1101 | 139.3482 | 161.3642 | 109.8376 | 83.1253 | 104.5487 | 84.1348 | 49.187 | 150.4645 | 113.1087 | 59.4576 | 91.7555 | 34.3618 | 57.7327 | 83.9628 | 83.9624 | 840.0896 | 526.588 | 559.9674 | 460.5497 | 277.7827 | 451.3718 | 359.6522 | 143.4023 | 553.9755 | 480.4543 | 181.513 | 379.3875 | 140.4393 | 205.0649 | 364.0925 | 364.0927 | 141953785.5398 | 199773875.0039 | 170798668.0721 | 123049470.3846 | 98875929.1728 | 76574598.8819 | 66523961.8396 | 71380806.7009 | 61363779.7682 | 76248938.8514 | 66706780.0363 | 56335737.0397 | 82491731.1918 | 67001141.7966 | 72034879.5883 | 88941986.0284 | 8957964910.3386 | 12033019110.1117 | 10655816207.5798 | 7579012758.7221 | 6150526867.5051 | 4444451196.2528 | 3948155076.6389 | 4461437084.504 | 3707151168.9549 | 4490393284.0749 | 3858508521.4131 | 3122463330.8538 | 4962034163.3996 | 4150052077.9023 | 4240245356.5114 | 5380745390.5824
ME_PRESQUE-ISLE-MUNI-AP_727130_TY3A | 46.68 | -68.05 | -28.1 | -25.2 | 29.1 | 20.2 | 27.5 | 19 | 0.16667 | 0 | 2272110398.2155 | 501484919.1314 | 6239.3962 | 76381541535.2193 | 79564105765.8537 | 29308 | 884490499.8844 | 4002.1487 | 64.1225 | 37.5726 | 42.8616 | 29.6583 | 22.1 | 28.8074 | 22.8156 | 13.4418 | 40.3897 | 30.8949 | 15.3272 | 24.5074 | 8.7299 | 15.208 | 22.8699 | 22.8698 | 0.16667 | 31.8333 | 2283534184.2209 | 282648654.6681 | 6239.3962 | 51772980616.715 | 19441878449.3629 | 6239.3962 | 21631693265.6178 | 21631693265.6178 | 11392.3813 | 4010108641.1859 | 1400.5844 | 830.5515 | 935.8916 | 643.2715 | 488.3535 | 594.6657 | 474.9323 | 317.3421 | 889.724 | 656.8501 | 355.9474 | 530.5429 | 197.1351 | 335.5106 | 473.3667 | 473.365 | 290.714 | 170.2808 | 194.9285 | 133.4131 | 100.2574 | 128.0951 | 101.8435 | 61.9915 | 182.5134 | 138.379 | 70.6291 | 110.0853 | 39.931 | 69.1571 | 101.2449 | 101.2446 | 1575.3935 | 949.1587 | 1057.0065 | 823.1208 | 534.7859 | 864.7168 | 671.3034 | 256.1632 | 1037.9256 | 892.0416 | 307.1932 | 685.8309 | 214.1864 | 382.0517 | 695.7395 | 695.7427 | 208385097.4673 | 320708746.2266 | 262620474.2603 | 177061199.2293 | 140331497.3938 | 113556531.0895 | 96960260.7242 | 104964813.9184 | 90296943.0237 | 112614702.2287 | 97164641.9767 | 81791892.7872 | 114721105.3523 | 89102572.954 | 98494481.3566 | 128535148.8543 | 11204050279.2314 | 17506471358.7792 | 13979979610.3889 | 9059658184.2646 | 7214731398.8012 | 5929757919.3451 | 4992538487.9711 | 5629441093.3924 | 4625107822.9952 | 5897341404.2526 | 4833117972.2569 | 4077560024.614 | 5646976731.6181 | 4188022096.6131 | 4664317884.2546 | 6560222236.2568
MI_DETROIT-CITY-AP_725375_TY3A | 42.4 | -83 | -14.9 | -12.5 | 32.6 | 23 | 31.2 | 22.3 | 51.5 | 0 | 9685642211.9629 | 2172387303.8042 | 4648.6447 | 48049938343.013 | 50052019107.3053 | 29308 | 382326347.2988 | 2517.6632 | 64.9588 | 15.4024 | 58.3439 | 36.7371 | 15.2374 | 34.4944 | 37.6121 | 25.407 | 31.5823 | 21.6717 | 43.7336 | 41.4747 | 6.2959 | 36.1445 | 8.5511 | 8.5511 | 51.0833 | 38.0833 | 9710889180.4317 | 1501069827.4623 | 4648.6447 | 37871270058.8795 | 13691622941.2516 | 4648.6447 | 8287594830.6018 | 8287594830.6018 | 7802.5777 | 2392489854.594 | 2328.5476 | 551.4156 | 2105.7314 | 1342.0686 | 549.7313 | 1244.5434 | 1352.6928 | 908.8368 | 1141.283 | 780.1215 | 1576.2194 | 1489.4799 | 221.4905 | 1302.2426 | 307.1843 | 307.1845 | 406.6462 | 95.5621 | 363.9313 | 231.7291 | 95.6052 | 216.0749 | 234.1187 | 157.9911 | 198.5318 | 135.8522 | 273.7405 | 258.1089 | 38.9365 | 225.3746 | 53.0488 | 53.0489 | 1408.3515 | 365.1193 | 1351.6883 | 785.8822 | 333.1777 | 762.2356 | 865.4694 | 589.498 | 673.4191 | 464.9817 | 967.5802 | 965.7369 | 145.341 | 833.8528 | 202.0053 | 202.0051 | 151527014.1401 | 183389084.1933 | 137353411.4318 | 119225950.6562 | 91629643.651 | 98713899.051 | 129385752.6086 | 120135858.2021 | 113114570.0138 | 126046472.3853 | 131939015.1329 | 158343879.2192 | 147617879.1228 | 124379526.6045 | 166055712.9552 | 160438259.5873 | 9673440108.8954 | 11653700659.6702 | 8764549753.4544 | 7651131380.2535 | 5951077232.6007 | 6411288610.1282 | 8389652618.2005 | 7741560796.4418 | 7270931022.1746 | 8153681042.6131 | 8433890486.472 | 10311966533.1717 | 9489272985.1539 | 7989349525.6285 | 10584785717.5047 | 10185362799.8386
MI_HOUGHTON-LAKE-ROSCOMMON-AP_726380_TY3A | 44.37 | -84.68 | -21 | -17.8 | 30.4 | 21.7 | 28.8 | 20.8 | 1.9167 | 0 | 4426548019.8575 | 958546827.3032 | 5400.7635 | 70038367781.8331 | 72956633106.0758 | 29308 | 682875217.775 | 3669.7866 | 116.0217 | 27.2985 | 104.5004 | 66.6971 | 26.6489 | 61.9515 | 67.4766 | 45.3828 | 56.3834 | 40.0579 | 79.5535 | 74.1861 | 12.25 | 64.1037 | 15.3379 | 15.3379 | 1.9167 | 41.3333 | 4446005754.8981 | 570284234.6574 | 5400.7635 | 51858731249.5481 | 19600121280.0976 | 5400.7635 | 15333004271.3136 | 15333004271.3136 | 9379.2446 | 3687005689.5279 | 3333.7424 | 782.3131 | 2983.1031 | 1942.1175 | 769.6997 | 1782.9842 | 1944.3739 | 1288.372 | 1627.0935 | 1153.0233 | 2284.2451 | 2135.0516 | 342.9907 | 1836.3198 | 442.5254 | 442.5258 | 626.7868 | 146.5637 | 561.5462 | 361.6775 | 143.787 | 334.3377 | 364.1047 | 242.5806 | 304.1777 | 216.9644 | 429.9981 | 399.8377 | 65.2995 | 343.9041 | 82.3378 | 82.3379 | 2610.7195 | 653.3956 | 2552.0736 | 1544.4615 | 619.3276 | 1455.2336 | 1559.5728 | 1125.6976 | 1302.9232 | 895.0382 | 1817.7706 | 1755.175 | 280.4489 | 1559.902 | 371.8578 | 371.8579 | 271683354.7842 | 327934708.8345 | 247842245.79 | 214013850.8075 | 165416531.8014 | 176914524.072 | 232766655.5439 | 215997653.7912 | 206308926.4659 | 225991676.0482 | 242924258.309 | 290106992.4915 | 270773260.6296 | 228656150.8855 | 305379009.0246 | 297059916.2836 | 15425793582.3551 | 18575408859.8366 | 14153320846.5578 | 12294108477.4 | 9705912171.7473 | 10391016024.3859 | 13558730769.0407 | 12495710981.1632 | 11994269382.4874 | 13183937918.2997 | 14257322458.5507 | 17210842466.6343 | 15935583736.3879 | 13565073844.7772 | 17858715283.2737 | 17428457571.8882
MI_TRAVERSE-CITY-CHERRY-CAP_726387_TY3A | 44.73 | -85.58 | -17.4 | -14.8 | 31.9 | 22.1 | 29.9 | 21.1 | 0.25 | 0 | 663070232.6746 | 150652645.9785 | 4955.4189 | 68108140905.5974 | 70945980109.9973 | 29308 | 599156303.6129 | 3568.6489 | 102.196 | 23.6133 | 91.2622 | 58.4341 | 23.4639 | 54.2711 | 58.7988 | 39.6996 | 49.3322 | 35.2601 | 69.7531 | 64.5885 | 10.6203 | 55.752 | 13.2137 | 13.2137 | 0.25 | 33.3333 | 665109231.4172 | 103724712.4842 | 4955.4189 | 50968476665.6537 | 18866302135.0638 | 4955.4189 | 14432708505.5688 | 14432708505.5688 | 8628.6634 | 3457339834.4623 | 3216.0314 | 747.9253 | 2867.0385 | 1850.7888 | 740.2946 | 1707.279 | 1869.5167 | 1240.4564 | 1557.6186 | 1106.1245 | 2198.8873 | 2040.3174 | 328.0485 | 1763.1179 | 417.7749 | 417.7752 | 588.9173 | 136.5411 | 523.3122 | 336.1564 | 134.6089 | 311.8224 | 341.0742 | 227.2281 | 283.4925 | 203.8637 | 402.9998 | 372.046 | 61.4532 | 320.7722 | 76.2794 | 76.2794 | 2487.9273 | 579.6348 | 2363.2185 | 1508.4163 | 597.2597 | 1381.7436 | 1412.4149 | 1025.3448 | 1245.1505 | 844.8844 | 1701.2053 | 1633.8012 | 236.0675 | 1413.596 | 330.981 | 330.9817 | 239800372.2483 | 287540502.2814 | 217651444.3813 | 186425680.2585 | 143422239.9301 | 152433721.8311 | 202024603.0329 | 187210535.1166 | 179948031.709 | 197021070.7778 | 210034875.5301 | 250674715.13 | 233669773.8279 | 196275624.6264 | 264158814.9912 | 255197293.8317 | 14881762342.254 | 17614893499.4096 | 13425378873.0911 | 11455659861.446 | 9013845796.0799 | 9506826434.5321 | 12654896871.8805 | 11693754886.3472 | 11251572225.8886 | 12334065786.8789 | 13112414635.7028 | 15855963026.8704 | 14739974385.8078 | 12391417039.1884 | 16569200582.2918 | 16005412129.0493
MN_DULUTH-IAP_727450_TY3A | 46.83 | -92.22 | -27.7 | -24.7 | 29 | 20.9 | 27.4 | 19.6 | 0.083333 | 0 | 1947663386.2811 | 421484416.3877 | 6740.7997 | 86928052811.9564 | 90550055012.4533 | 29308 | 1064741717.2427 | 4554.7522 | 162.4425 | 105.6599 | 129.2754 | 94.3405 | 29.3247 | 18.6953 | 53.5963 | 87.7144 | 54.8682 | 138.1136 | 41.5077 | 22.9715 | 108.5045 | 35.4611 | 20.6583 | 20.6588 | 0 | 32.25 | 1958730774.5676 | 237028825.3322 | 6740.7997 | 57019257994.2079 | 23436498028.546 | 6740.7997 | 26553058934.749 | 26553058934.749 | 11668.1927 | 4566666075.844 | 3598.0035 | 2309.4323 | 2862.5795 | 2025.3709 | 622.7032 | 421.0089 | 1118.3433 | 1807.0995 | 1166.3879 | 2984.3264 | 846.8234 | 452.8991 | 2258.3181 | 735.471 | 412.8846 | 412.8935 | 697.868 | 451.3001 | 554.0281 | 400.7638 | 124.2545 | 80.6254 | 225.877 | 370.0038 | 231.9906 | 588.3922 | 174.5518 | 95.0599 | 458.2192 | 149.8099 | 85.6038 | 85.6056 | 3975.7504 | 2832.2999 | 3201.261 | 2598.6275 | 828.4236 | 464.2681 | 1675.5025 | 2801.3771 | 1563.8773 | 4011.293 | 1318.7273 | 776.2872 | 3384.8911 | 1094.017 | 704.4473 | 704.4607 | 289295871.6795 | 241476494.3307 | 201832849.8495 | 108233606.8042 | 65137486.0942 | 53522810.0662 | 31307071.7526 | 32497916.133 | 23219742.1721 | 17937277.7651 | 8246784.3957 | 7538108.2493 | 6481563.7391 | 9155479.1621 | 10535264.3457 | 4896411.7489 | 15098294967.4923 | 12685463506.7981 | 10780746246.3559 | 5998832087.6762 | 3629844369.3447 | 2958393016.4116 | 1628451763.09 | 1717423211.8725 | 1316812590.5107 | 1020047586.4253 | 462071323.2002 | 396719195.1626 | 374433197.544 | 464122212.5854 | 574995087.8276 | 255538427.6864
MN_MINNEAPOLIS-ST-PAUL-IAP_726580_TY3A | 44.88 | -93.23 | -24 | -21.2 | 32.7 | 22.7 | 31.1 | 22.2 | 8.25 | 0 | 9234957154.1173 | 2065743736.7104 | 6222.5879 | 67024398470.3348 | 69817081739.9319 | 29308 | 725270580.8462 | 3511.8643 | 109.7541 | 73.0053 | 86.1667 | 64.8487 | 20.5631 | 12.5806 | 36.4796 | 64.0131 | 37.8118 | 96.3624 | 29.8626 | 16.206 | 76.6006 | 25.0211 | 14.3169 | 14.3172 | 8.1667 | 41.9167 | 9263796550.1707 | 1302583597.1406 | 6222.5879 | 48789538004.5526 | 18963783702.6968 | 6222.5879 | 15720100378.7966 | 15720100378.7966 | 10530.9519 | 3385691150.8343 | 2869.1189 | 1911.7071 | 2287.383 | 1696.5236 | 533.074 | 332.4538 | 949.7748 | 1608.3225 | 986.2471 | 2508.9236 | 732.6441 | 416.2814 | 1955.0524 | 623.9873 | 365.4488 | 365.4561 | 512.5137 | 340.1493 | 403.4725 | 301.9216 | 95.2349 | 58.8972 | 169.3197 | 292.0394 | 176.3797 | 445.4432 | 134.8813 | 74.9809 | 352.4757 | 114.113 | 66.159 | 66.1602 | 2329.805 | 1653.4148 | 1788.3995 | 1497.3254 | 503.8199 | 264.8878 | 924.348 | 1869.6544 | 878.8755 | 2403.8772 | 890.8476 | 436.6114 | 2093.0356 | 711.3152 | 397.1957 | 397.2018 | 199633453.3283 | 162896660.0367 | 140093449.312 | 75226997.4862 | 45773656.9605 | 36878424.6521 | 21592387.5944 | 22728362.5331 | 16143019.3594 | 12120284.4265 | 6258617.7413 | 5759680.5497 | 4713941.4886 | 7079092.0253 | 8579546.1557 | 4291551.4329 | 10617627378.5064 | 8601221873.2017 | 7707261170.7969 | 4131855580.5625 | 2631299767.6396 | 1938954739.3416 | 1114744058.3985 | 1205729736.2503 | 887843275.0023 | 649566193.0842 | 378761937.506 | 318903477.2795 | 267547562.9565 | 369601496.1034 | 517393895.7501 | 264236131.7548
MO_KANSAS-CITY-DOWNTOWN-AP_724463_TY3A | 39.12 | -94.6 | -15 | -12.3 | 36 | 24.7 | 34 | 24.4 | 99 | 0 | 26113967208.8054 | 6128022344.9023 | 6188.8467 | 28149183194.693 | 29322065827.8053 | 29308 | 290159639.7339 | 1474.9272 | 56.7881 | 28.1781 | 45.7568 | 33.854 | 12.9738 | 21.3671 | 28.7476 | 23.1026 | 25.0021 | 18.1594 | 10.5077 | 9.6631 | 21.0226 | 30.6161 | 21.2743 | 21.2743 | 98.8333 | 14.25 | 26139552824.3186 | 4485106904.2819 | 6188.8467 | 26213869188.4979 | 8418599058.4205 | 6188.8467 | 896845193.9317 | 896845193.9317 | 7801.5941 | 1443536301.1473 | 1649.459 | 822.42 | 1338.1642 | 1005.9212 | 384.221 | 630.3988 | 849.3928 | 677.1396 | 734.2752 | 535.3311 | 306.2555 | 284.028 | 631.5695 | 896.1478 | 631.0138 | 631.0138 | 282.5229 | 140.1825 | 227.8445 | 167.6943 | 64.3898 | 106.126 | 142.9389 | 114.4884 | 124.5473 | 89.9925 | 52.2261 | 48.0006 | 104.276 | 151.9877 | 105.7881 | 105.7881 | 175.1996 | 84.0085 | 145.871 | 116.7549 | 40.2599 | 70.9641 | 97.3589 | 68.8742 | 76.252 | 53.811 | 33.001 | 27.5043 | 84.4756 | 93.649 | 68.7194 | 68.7194 | 55230513.7161 | 39668800.9237 | 32762853.077 | 14513096.7715 | 8292551.4484 | 5768596.362 | 2177087.3345 | 2143981.1172 | 762862.4335 | 228286.011 | 93131.8155 | 0 | 117607.832 | 8728.2928 | 48.9871 | 0 | 2048010554.1498 | 1472681541.995 | 1208273095.327 | 535530562.2993 | 318237933.2505 | 208438213.4326 | 79472242.8833 | 74074816.9012 | 26802060.8158 | 7993973.2723 | 3330853.1119 | 0 | 4206355.4396 | 265962.043 | 1140.4702 | 0
MO_ST-JOSEPH-ROSECRANS-MEM_724490_TY3A | 39.77 | -94.9 | -17.5 | -14.9 | 33.9 | 25.2 | 32.7 | 24.6 | 97 | 0 | 14457340534.3949 | 3278138662.6136 | 5119.0139 | 36202116754.4411 | 37710538285.8759 | 29308 | 294414699.5729 | 1896.8752 | 56.9631 | 27.5486 | 46.0528 | 34.2994 | 12.6128 | 21.4845 | 28.779 | 23.1193 | 24.2184 | 17.0153 | 10.5659 | 9.4473 | 19.7132 | 30.7797 | 19.7064 | 19.7064 | 96.5 | 23.9167 | 14480084379.7245 | 2412327156.4274 | 5119.0139 | 31118983158.9093 | 10984708470.7237 | 5119.0139 | 3802270340.9514 | 3802270340.9514 | 7920.9027 | 1706268409.6697 | 2127.138 | 1042.5461 | 1741.9035 | 1315.6325 | 482.5246 | 810.9134 | 1096.4614 | 876.8559 | 920.7252 | 650.3704 | 398.259 | 360.4415 | 756.0167 | 1164.2206 | 756.0557 | 756.0557 | 330.7088 | 159.8865 | 266.7578 | 197.9215 | 72.9158 | 124.5839 | 166.164 | 133.5971 | 140.5523 | 98.9128 | 61.308 | 54.5416 | 114.0656 | 178.0078 | 114.6749 | 114.6749 | 715.6895 | 340.1518 | 590.2279 | 441.244 | 158.5258 | 273.5485 | 396.9464 | 290.7385 | 297.4511 | 198.1106 | 125.9968 | 115.4046 | 248.9683 | 385.1021 | 226.7263 | 226.7263 | 52767499.4031 | 37131397.9407 | 31841914.5076 | 12811111.8434 | 6884946.4684 | 4986322.2239 | 1899140.6918 | 1907135.4987 | 692144.3565 | 132698.0261 | 67994.7138 | 0 | 86475.1192 | 6483.5137 | 0 | 0 | 2937171298.1968 | 2005713193.8118 | 1753715435.2123 | 711384056.1636 | 366184548.1006 | 263825589.5124 | 101660847.6622 | 103221326.1931 | 40907276.5133 | 5792410.4528 | 3258292.9506 | 0 | 4143242.4655 | 283996.9714 | 0 | 0
MS_GULFPORT-BILOXI-IAP_747685_TY3A | 30.4 | -89.07 | -2 | 0.2 | 34 | 25.7 | 32.9 | 25.5 | 84.6667 | 0 | 33403459301.7986 | 7316924322.5892 | 5599.746 | 4680437465.631 | 4875455693.3656 | 29308 | 42185617.3796 | 245.24 | 5.0835 | 3.558 | 6.7096 | 5.3247 | 3.8241 | 2.6467 | 4.1659 | 3.2043 | 4.1508 | 2.6922 | 1.7602 | 2.4092 | 4.0429 | 3.5471 | 1.545 | 1.545 | 83.5 | 2.5833 | 33433967219.2374 | 5089715923.1104 | 5599.746 | 4442978687.6012 | 1259512045.4538 | 5599.746 | 67991965.3443 | 67991965.3443 | 4181.4462 | 226652828.8365 | 153.1662 | 107.5838 | 210.3392 | 162.5512 | 119.9304 | 81.0602 | 129.8257 | 96.5989 | 129.3708 | 80.4556 | 52.6925 | 73.2865 | 122.217 | 109.6143 | 46.7033 | 46.7033 | 27.3955 | 19.1495 | 36.0366 | 28.5981 | 20.5453 | 14.2376 | 22.3899 | 17.2456 | 22.2785 | 14.4885 | 9.4919 | 12.9348 | 21.7412 | 18.9955 | 8.3335 | 8.3335 | 7.0721 | 5.5769 | 10.3292 | 9.1942 | 5.7643 | 4.6792 | 6.5862 | 5.7823 | 6.562 | 4.7366 | 3.2572 | 4.6265 | 6.5249 | 5.9019 | 2.2751 | 2.2751 | 57418632.412 | 56047220.38 | 53409190.892 | 27784782.2794 | 24052033.2219 | 17328403.0792 | 18301264.4628 | 18013547.2231 | 14594929.1076 | 18641155.1166 | 18371222.092 | 15224799.0026 | 12999981.7885 | 39526958.6742 | 35612940.3382 | 35869742.5275 | 2115898153.0974 | 2066448168.0436 | 1966159105.5619 | 1037139160.8106 | 902018326.4623 | 658652002.387 | 694690257.2698 | 684871764.3934 | 559440180.1349 | 729287102.4027 | 715615081.3769 | 588075110.6718 | 500714612.3339 | 1530370864.3179 | 1381307652.217 | 1394848561.8944
MS_JACKSON-IAP_722350_TY3A | 32.32 | -90.08 | -4.9 | -3 | 35.8 | 24.7 | 34.4 | 24.6 | 92.9167 | 0 | 25284535642.6219 | 5738819180.822 | 5526.7588 | 11977639761.5216 | 12476708084.9183 | 29308 | 110504826.3687 | 627.59 | 13.4009 | 9.4846 | 17.474 | 14.2536 | 10.3353 | 7.5354 | 10.9286 | 8.3279 | 10.428 | 7.0417 | 4.6857 | 6.5797 | 10.5387 | 8.992 | 4.1628 | 4.1628 | 92.0833 | 5.9167 | 25313334255.4443 | 4107419874.7835 | 5526.7588 | 11360512420.4769 | 3356992836.9205 | 5526.7588 | 180085450.8709 | 180085450.8709 | 4791.6113 | 595266569.526 | 411.2154 | 290.5585 | 550.5822 | 447.778 | 326.8562 | 236.7096 | 341.5074 | 258.0322 | 323.5352 | 220.1614 | 144.6694 | 208.0113 | 322.7042 | 281.3547 | 130.0137 | 130.0137 | 72.0463 | 51.1135 | 94.1078 | 76.4609 | 55.4736 | 40.5389 | 58.7746 | 44.8667 | 56.0957 | 37.6779 | 25.2749 | 35.2408 | 56.7567 | 48.1191 | 22.3541 | 22.3541 | 19.7761 | 14.4486 | 28.0689 | 24.7599 | 14.9732 | 13.3213 | 17.6472 | 13.5737 | 17.7594 | 13.431 | 8.2315 | 12.4561 | 17.7784 | 15.4956 | 6.2008 | 6.2008 | 148474613.6049 | 143184163.0599 | 134348825.5643 | 72863665.6897 | 58002170.7016 | 48412004.3255 | 52582101.6315 | 46533284.8992 | 42797186.6365 | 47127745.274 | 48026772.3667 | 38204706.202 | 35569891.9425 | 102740324.497 | 88891198.0285 | 93632318.942 | 5547698133.602 | 5347861605.4136 | 5034835087.4177 | 2747465712.1034 | 2201174326.854 | 1893240883.886 | 2069380523.3327 | 1815575739.2943 | 1668236070.2403 | 1837345766.2678 | 1898868771.7747 | 1490821664.3274 | 1396385084.261 | 4009788073.0403 | 3460736650.3804 | 3650672351.2121
MT_BILLINGS-LOGAN-IAP_726770_TY3A | 45.8 | -108.55 | -23 | -19.5 | 34.9 | 17.2 | 32.9 | 16.6 | 14.0833 | 0 | 6981324777.4444 | 1704122078.3387 | 4996.0743 | 54536790106.81 | 56809156361.2605 | 29308 | 595881294.5192 | 2857.5535 | 82.8138 | 15.4052 | 83.3151 | 33.942 | 21.9492 | 50.2486 | 54.599 | 62.5085 | 26.9567 | 24.0481 | 22.4993 | 23.2187 | 7.7723 | 35.6252 | 34.545 | 34.5462 | 14.0833 | 22.8333 | 6983089220.4793 | 1156246200.9331 | 4996.0743 | 40568312102.9977 | 14556049252.1985 | 4996.0743 | 11342144543.7959 | 11342144543.7959 | 9618.6827 | 3361337949.8817 | 1993.4115 | 391.5226 | 2028.2248 | 844.2484 | 532.2802 | 1233.7636 | 1337.1108 | 1513.8436 | 657.2378 | 572.9078 | 537.6341 | 563.4651 | 189.2757 | 837.0448 | 848.4845 | 848.5179 | 459.7009 | 89.0527 | 469.0243 | 193.8144 | 121.9009 | 283.1227 | 307.1582 | 348.4831 | 150.9002 | 132.2635 | 125.1807 | 129.9873 | 43.1961 | 194.6045 | 193.841 | 193.8485 | 1828.146 | 227.5465 | 1651.8924 | 581.4648 | 486.7013 | 1003.1425 | 1096.244 | 1366.3234 | 560.2623 | 592.0103 | 483.2432 | 483.4963 | 172.6818 | 895.9635 | 706.619 | 706.6149 | 679584.8964 | 40554.5698 | 15746.0089 | 13871.9449 | 45287.0002 | 98188.7817 | 177416.6603 | 70347.5105 | 17679.0579 | 2518.9752 | 1738.2179 | 0 | 574.0229 | 367.7857 | 331.8371 | 0 | 32386079.7681 | 1775379.8058 | 602580.0162 | 721194.7314 | 2725700.7609 | 3011629.1422 | 5563045.9136 | 2076149.471 | 456373.6185 | 86428.4344 | 52552.7966 | 0 | 14869.7024 | 9516.5319 | 8581.9713 | 0
NC_CHARLOTTE-DOUGLAS-IAP_723140_TY3A | 35.22 | -80.95 | -6.1 | -3.9 | 34.6 | 23.6 | 33.3 | 23.3 | 71.1667 | 0 | 19340119693.9547 | 4341396576.9794 | 5339.6142 | 18713933009.3648 | 19493680218.0883 | 29308 | 173998556.2763 | 980.5503 | 18.6325 | 18.7706 | 21.1405 | 19.2023 | 4.5713 | 13.1073 | 11.5149 | 16.8905 | 13.6266 | 14.699 | 6.112 | 9.8509 | 8.5318 | 8.3321 | 5.5991 | 5.5991 | 70.75 | 8.75 | 19371688606.9774 | 3028611619.0998 | 5339.6142 | 17655452471.9023 | 5027591465.2124 | 5339.6142 | 333544662.4844 | 333544662.4844 | 5316.644 | 974754406.7084 | 539.9216 | 549.0956 | 624.6566 | 572.5282 | 134.0192 | 390.8505 | 333.7582 | 498.7178 | 404.3396 | 427.1024 | 183.2449 | 290.8639 | 251.7285 | 245.4126 | 166.1835 | 166.1835 | 104.1866 | 105.0424 | 118.0883 | 107.0089 | 25.5421 | 73.0414 | 64.3501 | 94.43 | 76.1118 | 82.0265 | 34.011 | 55.0656 | 47.6408 | 46.4861 | 31.1903 | 31.1903 | 37.2521 | 39.5287 | 43.1418 | 41.8207 | 11.0445 | 27.0177 | 23.5923 | 34.6667 | 29.5045 | 29.0209 | 12.0737 | 21.4446 | 18.3793 | 18.1397 | 11.9612 | 11.9612 | 100108436.2603 | 98415739.3845 | 94316129.7961 | 83145094.7232 | 77972539.6739 | 57379498.7955 | 57058750.9705 | 49346179.1182 | 46347001.4473 | 49977302.0587 | 44000782.7128 | 38653493.3507 | 41455657.2583 | 51933274.7933 | 62522974.1269 | 63058997.2686 | 3650724966.2838 | 3602578663.3334 | 3453032392.9062 | 3046953503.3319 | 2869132507.1819 | 2119758002.3299 | 2116717612.7253 | 1839331298.8667 | 1731198014.662 | 1874925529.166 | 1642912975.1866 | 1464310795.9925 | 1572769246.6418 | 1976791276.1979 | 2374856811.5217 | 2412008308.6261
NC_RALEIGH-DURHAM-IAP_723060_TY3A | 35.87 | -78.78 | -6.9 | -4.6 | 34.9 | 24.3 | 33.5 | 24 | 50.6667 | 0 | 20327760224.5368 | 4476061485.998 | 5418.627 | 21772878600.7791 | 22680081875.8117 | 29308 | 198647444.7615 | 1140.8293 | 21.3503 | 21.3615 | 24.6951 | 22.4704 | 5.2236 | 15.0582 | 13.3119 | 19.5748 | 15.5835 | 16.9407 | 6.9631 | 11.3387 | 10.1503 | 9.4835 | 6.4961 | 6.4961 | 50.1667 | 9.5 | 20370605979.9757 | 3012425666.6332 | 5418.627 | 20544902084.1283 | 6149776652.6016 | 5418.627 | 437399787.3324 | 437399787.3324 | 5546.7491 | 1089206579.3156 | 664.639 | 670.5126 | 784.2027 | 720.6799 | 165.1758 | 479.9317 | 416.7494 | 618.3193 | 496.6212 | 531.7062 | 224.0027 | 358.8612 | 323.4023 | 298.3488 | 206.4311 | 206.4311 | 116.8606 | 117.2087 | 134.6903 | 121.9669 | 28.5096 | 82.0748 | 72.6284 | 106.8746 | 85.0295 | 92.217 | 37.6772 | 61.9699 | 55.3443 | 51.7871 | 35.3393 | 35.3393 | 50.034 | 53.4229 | 60.3583 | 57.6558 | 14.7473 | 36.0894 | 32.8409 | 46.1321 | 40.8299 | 38.6111 | 15.8901 | 29.138 | 26.6352 | 23.6601 | 15.8611 | 15.8611 | 114022310.544 | 110899891.0592 | 106261275.2298 | 96423122.0913 | 92163652.6588 | 68398914.8896 | 67895886.0069 | 60754505.9949 | 57493112.3616 | 60536390.3759 | 55296310.4494 | 49047358.8344 | 51886269.8837 | 65807060.4127 | 76553367.9333 | 78817479.6329 | 4412390794.9027 | 4292866779.3722 | 4112595449.3744 | 3779615549.4139 | 3634411743.5328 | 2717166303.8025 | 2699674192.7796 | 2432475577.6135 | 2312924988.8248 | 2428434351.9601 | 2222199487.4716 | 2000737882.7157 | 2114067729.7027 | 2688200526.9037 | 3105607226.5547 | 3223965142.9385
ND_BISMARCK-MUNI-AP_727640_TY3A | 46.77 | -100.77 | -28.1 | -25 | 34.4 | 20.9 | 32.3 | 20.4 | 0.83333 | 0 | 6707957694.6089 | 1568419108.0789 | 6421.4721 | 74915000413.0128 | 78036458763.5549 | 29308 | 911503511.2343 | 3925.3066 | 209.1874 | 111.3868 | 177.8163 | 113.2837 | 47.6612 | 26.476 | 86.2328 | 82.5875 | 65.4211 | 114.621 | 35.5418 | 93.2511 | 91.7832 | 45.842 | 34.1852 | 34.1847 | 0.83333 | 36.4167 | 6727758219.9961 | 1001095346.4718 | 6421.4721 | 47413999691.1769 | 18973568135.7142 | 6421.4721 | 24568344771.2048 | 24568344771.2048 | 11495.167 | 3985581348.7803 | 4321.821 | 2324.9987 | 3679.0055 | 2335.4689 | 967.8112 | 529.5764 | 1749.4897 | 1637.263 | 1336.5586 | 2301.1162 | 679.7072 | 1891.9713 | 1821.0758 | 900.0065 | 683.4519 | 683.4234 | 912.0946 | 487.4668 | 776.8813 | 494.0809 | 206.3411 | 114.4029 | 373.2437 | 355.8898 | 283.3471 | 494.8624 | 151.7553 | 404.068 | 394.2252 | 197.6703 | 146.7528 | 146.7497 | 5827.158 | 2997.4743 | 4947.4762 | 3196.1085 | 1382.6776 | 792.996 | 2703.9396 | 2685.0846 | 1979.7656 | 3643.1739 | 1218.4072 | 2935.1203 | 2992.589 | 1478.7449 | 1090.1469 | 1090.2013 | 3359837.6204 | 1760842.8716 | 1093674.6389 | 1203585.5131 | 1287845.8995 | 2484410.4825 | 1617827.6596 | 1059104.9679 | 324704.9956 | 51261.4423 | 50031.9863 | 14374.8895 | 25539.1935 | 19835.7717 | 10572.769 | 0 | 180670038.7031 | 85753967.5981 | 52795965.3901 | 67042580.7392 | 69025119.5615 | 109293976.0124 | 68512709.2419 | 42985404.0861 | 14290715.7329 | 1476728.7116 | 2161081.3519 | 345852.5223 | 629733.4824 | 473141.3999 | 270579.1235 | 0
ND_FARGO-HECTOR-IAP_727530_TY3A | 46.93 | -96.82 | -28.5 | -25.8 | 32.6 | 22.2 | 30.9 | 21.3 | 0.25 | 0 | 6188213015.9341 | 1389209579.9697 | 6921.505 | 88107231480.754 | 91778366125.7858 | 29308 | 1074305282.5978 | 4616.5373 | 247.2591 | 131.6234 | 211.6923 | 133.4509 | 56.1961 | 31.6505 | 101.486 | 97.9812 | 78.1715 | 136.1144 | 42.7111 | 110.9517 | 109.3074 | 55.135 | 41.0091 | 41.0082 | 0.25 | 64.75 | 6211612311.8976 | 843252106.8102 | 6921.505 | 48747548345.8876 | 20108411272.574 | 6921.505 | 36219790556.9912 | 36219790556.9912 | 11838.2346 | 4274003988.6098 | 4525.3832 | 2471.3996 | 3874.9115 | 2439.832 | 1014.7132 | 553.8472 | 1811.3515 | 1626.6483 | 1364.3726 | 2376.363 | 689.1673 | 1874.6167 | 1867.9294 | 932.0445 | 693.9442 | 693.9023 | 977.9178 | 524.6678 | 837.5511 | 528.4265 | 220.9565 | 123.5055 | 399.8296 | 378.8363 | 305.374 | 531.5231 | 163.2038 | 431.5655 | 424.5833 | 214.0098 | 158.4335 | 158.4291 | 8726.0952 | 4434.6912 | 7489.9552 | 4730.1091 | 2050.1978 | 1193.9869 | 3914.9383 | 4095.113 | 3060.5321 | 5392.7793 | 1857.1829 | 4537.7597 | 4473.8996 | 2224.1559 | 1686.2358 | 1686.2929 | 4135577.6863 | 2717232.405 | 1637362.8427 | 1638422.0928 | 1645259.6197 | 3192451.0015 | 2217172.0942 | 1395519.8254 | 302522.325 | 50799.7423 | 24260.8434 | 1186.5503 | 0 | 0 | 0 | 0 | 241206433.6241 | 174479997.7488 | 96876694.0467 | 100876652.2749 | 95975117.8473 | 154900627.0915 | 106572367.2338 | 68063585.5595 | 14482335.4083 | 2436031.5115 | 1168046.4829 | 25444.6388 | 0 | 0 | 0 | 0
NE_OMAHA_725530_TY3A | 41.37 | -96.02 | -21.2 | -17.8 | 34.5 | 23.9 | 32.7 | 23.7 | 0.83333 | 0 | 4436542033.0436 | 1058489991.6297 | 5764.7194 | 59856170585.6397 | 62350177693.3752 | 29308 | 587299061.9946 | 3136.272 | 82.6551 | 76.9638 | 71.4732 | 65.7129 | 31.6971 | 29.2382 | 52.943 | 49.3985 | 33.0962 | 62.4126 | 34.3503 | 37.5608 | 28.3004 | 52.1548 | 46.1714 | 46.1714 | 0.83333 | 31.5 | 4442127278.5043 | 785815526.2246 | 5764.7194 | 44773170286.8401 | 16422642982.0177 | 5764.7194 | 12877191308.7964 | 12877191308.7964 | 9384.8183 | 2934764774.4631 | 2311.9764 | 2159.5052 | 2020.5219 | 1855.3068 | 893.5072 | 838.9668 | 1507.0418 | 1393.7631 | 940.7053 | 1768.8185 | 974.3446 | 1066.6701 | 792.1472 | 1484.8773 | 1312.978 | 1312.978 | 413.2446 | 382.6299 | 356.7211 | 327.3557 | 159.5144 | 146.1048 | 263.5937 | 243.9655 | 163.782 | 309.0836 | 170.2692 | 185.6931 | 138.5778 | 256.8831 | 226.5649 | 226.5649 | 1781.077 | 1830.7332 | 1672.9569 | 1600.5843 | 660.3733 | 663.2588 | 1300.999 | 1313.7519 | 853.8935 | 1580.5797 | 865.8555 | 1018.286 | 813.2987 | 1426.5271 | 1333.0161 | 1333.0161 | 32347917.4178 | 18086637.7041 | 33102158.3162 | 13276554.7741 | 6352370.4788 | 3340523.1551 | 258460.5483 | 72155.1902 | 74715.2889 | 24737.6824 | 35702.6933 | 32599.3659 | 23.0444 | 90.1387 | 0 | 0 | 1853119041.8321 | 1004836118.8233 | 1658948917.913 | 646098505.4011 | 301730469.899 | 140303265.1493 | 9247739.8346 | 3162281.9252 | 3194808.9457 | 828471.014 | 1223118.5961 | 1083871.1617 | 479.8195 | 2089.7414 | 0 | 0
NH_CONCORD-MUNI-AP_726050_TY3A | 43.2 | -71.5 | -19.8 | -16.9 | 32.3 | 21.9 | 30.6 | 21.1 | 0 | 0 | 810143970.2444 | 185242858.9003 | 5183.9085 | 61487697618.2171 | 64049685018.9759 | 29308 | 569013560.0294 | 3221.7588 | 4.668 | 1.3428 | 5.3222 | 10.0451 | 2.9191 | 1.5259 | 0.21288 | 0.37013 | 5.642 | 0.6475 | 4.9133 | 0.66354 | 2.3295 | 6.3374 | 0.80236 | 0.80236 | 0 | 28.3333 | 813122849.8376 | 127130796.7266 | 5183.9085 | 47465644516.724 | 17737167788.0265 | 5183.9085 | 11515254724.8249 | 11515254724.8249 | 9165.9371 | 3218014661.4996 | 150.9152 | 41.0909 | 168.5966 | 307.6082 | 96.3118 | 48.4436 | 6.4248 | 10.7676 | 181.1859 | 20.5269 | 151.1489 | 20.8935 | 74.8075 | 200.0413 | 24.7425 | 24.7425 | 27.427 | 7.5975 | 30.2281 | 56.0903 | 17.1886 | 8.6817 | 1.1936 | 2.0776 | 32.599 | 3.6648 | 27.8854 | 3.7791 | 13.4569 | 36.2972 | 4.5308 | 4.5308 | 71.7031 | 29.0391 | 109.8938 | 244.3936 | 48.735 | 26.0035 | 5.1378 | 3.8838 | 113.9075 | 15.6633 | 90.5736 | 13.8328 | 35.7322 | 128.6237 | 15.5015 | 15.5015 | 6331.225 | 197996.8664 | 4068800.9187 | 0 | 20360395.6543 | 6813959.2305 | 216790.6666 | 7584.148 | 610219.7268 | 7520952.2636 | 0 | 5260452.9513 | 1163950.4816 | 4211938.2951 | 13981970.0237 | 3638044.7547 | 198155.3596 | 5628480.5753 | 221220661.9953 | 0 | 1210576906.1774 | 327035408.647 | 6910601.4096 | 204361.6086 | 17074720.3655 | 409911745.9101 | 0 | 211976674.2197 | 55011543.8998 | 219966022.8398 | 787645350.1229 | 180037283.8584
NH_MANCHESTER-AP_743945_TY3A | 42.93 | -71.43 | -17 | -13.8 | 32.8 | 22.2 | 31.4 | 21.4 | 17.0833 | 0 | 6913097182.5796 | 1538898509.8729 | 4732.8564 | 45093408248.5811 | 46972300258.9387 | 29308 | 375676233.2175 | 2362.7505 | 2.4379 | 0.61336 | 3.5166 | 6.4418 | 1.5458 | 0.95684 | 0.13117 | 0.14785 | 2.8842 | 0.38578 | 2.4382 | 0.38413 | 1.3916 | 3.8284 | 0.46526 | 0.46526 | 16.75 | 36.9167 | 6934322767.8958 | 990309338.5046 | 4732.8564 | 35728776412.372 | 12329734431.0806 | 4732.8564 | 7595234022.0622 | 7595234022.0622 | 8287.9761 | 2267111766.1303 | 83.8101 | 21.3583 | 116.4594 | 213.2229 | 54.0799 | 31.604 | 4.3466 | 4.7842 | 104.2381 | 13.3087 | 83.7691 | 12.6798 | 45.7669 | 128.5445 | 15.1637 | 15.1637 | 15.5565 | 3.96 | 20.8358 | 37.6862 | 9.6116 | 5.8099 | 0.78985 | 0.87446 | 18.128 | 2.3628 | 15.2033 | 2.3506 | 8.4453 | 23.4577 | 2.8003 | 2.8003 | 21.1865 | 3.715 | 83.8985 | 180.9437 | 20.9718 | 17.7049 | 3.3357 | 2.9484 | 22.9832 | 7.1717 | 29.0258 | 7.1572 | 28.1683 | 67.3427 | 9.7802 | 9.7802 | 0 | 4121.3926 | 1815714.1414 | 0 | 15012804.1136 | 4886093.0675 | 381269.3958 | 0 | 13616.5488 | 2893400.2638 | 0 | 2092685.9522 | 588414.0642 | 3016434.4197 | 8489519.3884 | 1526377.226 | 0 | 222406.4166 | 75439100.8569 | 0 | 1180690418.4438 | 332206019.4361 | 12130882.5744 | 0 | 683408.7606 | 118654186.6397 | 0 | 88557265.5237 | 25835682.3401 | 178448680.642 | 576169368.7611 | 65302290.0843
NJ_NEWARK-IAP_725020_TY3A | 40.72 | -74.18 | -10.9 | -8.6 | 34.5 | 23.7 | 32.8 | 22.8 | 32.5833 | 0 | 14310576261.8042 | 3219348909.1396 | 5326.2939 | 37150652510.204 | 38698596364.7959 | 29308 | 331337902.8658 | 1946.5755 | 22.0388 | 6.5285 | 24.2155 | 6.2511 | 6.1614 | 16.4174 | 15.0374 | 21.0141 | 11.1501 | 12.0407 | 14.649 | 18.3845 | 17.7626 | 13.4632 | 8.2459 | 8.2459 | 32.4167 | 15.3333 | 14344040197.597 | 2145479540.6217 | 5326.2939 | 32545783013.1112 | 11048710539.4224 | 5326.2939 | 3183948263.0175 | 3183948263.0175 | 7259.4427 | 1878030487.0823 | 737.4601 | 218.6557 | 820.1194 | 210.1675 | 208.316 | 547.8296 | 503.2967 | 704.4819 | 368.7218 | 403.9621 | 490.3016 | 617.0982 | 596.9315 | 450.9099 | 280.5627 | 280.5627 | 124.7936 | 37.07 | 136.9355 | 35.3428 | 34.7604 | 92.7889 | 84.8818 | 119.2927 | 63.2783 | 68.1739 | 82.9799 | 103.946 | 100.3691 | 76.1405 | 46.3917 | 46.3917 | 200.8883 | 62.1585 | 252.1949 | 55.6021 | 67.0827 | 140.9934 | 146.555 | 199.2404 | 98.6675 | 109.382 | 139.2843 | 186.3333 | 195.061 | 139.6298 | 87.5378 | 87.5378 | 345432056.7925 | 335878600.5775 | 306948314.6025 | 303092591.3803 | 274257073.2541 | 244455907.6086 | 234710624.8663 | 226430243.1813 | 227010142.6715 | 247949285.6121 | 238835081.6652 | 270577385.2811 | 271803207.0887 | 286862541.5278 | 301496849.4888 | 290535135.108 | 16984973638.2318 | 16367279720.1793 | 14966886897.8365 | 14823293833.5286 | 13443447829.9945 | 12210553181.253 | 11610564620.0313 | 11310553121.5209 | 11280685158.5118 | 12224423143.5552 | 11829338223.6467 | 13372715877.1289 | 13506250563.8802 | 14285246642.143 | 14955061146.7667 | 14499555189.6977
NJ_TRENTON-MERCER-CO-AP_724095_TY3A | 40.28 | -74.82 | -11.2 | -8.9 | 33.8 | 23.4 | 32.3 | 22.9 | 73 | 0 | 13085385156.7716 | 2937483810.9822 | 4745.1713 | 33411179201.1864 | 34803311667.9025 | 29308 | 269234604.7766 | 1750.639 | 17.4311 | 5.4068 | 19.8094 | 4.9434 | 4.9141 | 12.971 | 11.8631 | 17.6253 | 8.8587 | 9.5756 | 11.7611 | 14.381 | 14.6786 | 11.217 | 6.4508 | 6.4508 | 72.6667 | 16.5833 | 13113023626.3947 | 2039013842.1593 | 4745.1713 | 28036830374.1957 | 9501242086.4577 | 4745.1713 | 4077466024.8131 | 4077466024.8131 | 6751.8945 | 1672080093.2141 | 623.4344 | 191.8127 | 718.1697 | 175.0883 | 177.5743 | 457.7157 | 422.277 | 624.9255 | 311.4291 | 339.9055 | 414.4355 | 510.4229 | 522.1853 | 400.5917 | 233.4559 | 233.4559 | 108.6456 | 33.6278 | 122.9469 | 30.8481 | 30.5593 | 80.7664 | 73.8256 | 109.4658 | 55.1635 | 59.5873 | 73.2245 | 89.2477 | 90.9545 | 69.6285 | 40.0018 | 40.0018 | 234.2585 | 86.7597 | 320.8282 | 67.5125 | 76.7082 | 178.4477 | 166.112 | 278.8687 | 119.4404 | 143.1465 | 163.8906 | 218.4501 | 244.6163 | 176.5871 | 103.2285 | 103.2285 | 281355079.3065 | 271463550.3548 | 247240264.8698 | 245131651.8956 | 221332990.4753 | 196275868.7605 | 191653656.3954 | 183498943.3059 | 185666453.8695 | 201749366.6891 | 196060992.2964 | 222954318.1115 | 223929780.9083 | 233357477.7822 | 245907516.8165 | 238830536.0203 | 16135871032.7606 | 15419418443.5094 | 14023130991.104 | 13905347242.7113 | 12623773230.294 | 11250115961.3263 | 11047213476.7629 | 10589169089.5514 | 10731662091.2107 | 11542730939.7194 | 11341454906.8097 | 12840579936.7789 | 12861487972.2462 | 13474442852.3506 | 14176109983.8787 | 13860762100.22
NM_ALBUQUERQUE-IAP_723650_TY3A | 35.04 | -106.62 | -7.7 | -5.8 | 35.1 | 15.6 | 33.9 | 15.4 | 71.0833 | 0 | 15127969169.2954 | 3688431273.8269 | 4959.6786 | 20408175275.825 | 21258515912.3179 | 29308 | 221359925.5314 | 1069.3232 | 41.0861 | 47.3579 | 34.3707 | 26.978 | 14.6518 | 22.0821 | 21.6618 | 8.337 | 8.5125 | 6.9726 | 22.1459 | 6.1182 | 16.5696 | 19.9909 | 8.2308 | 8.2147 | 70.75 | 13.9167 | 15143767219.4942 | 2559416652.548 | 4959.6786 | 19039356529.4737 | 6023695784.3362 | 4959.6786 | 405059424.4428 | 405059424.4428 | 5497.1692 | 1299297382.3233 | 1118.1456 | 1295.7868 | 946.0558 | 754.4755 | 405.0796 | 607.4992 | 596.2774 | 230.7146 | 235.3928 | 189.5908 | 609.771 | 169.9074 | 459.3365 | 552.821 | 228.72 | 228.2549 | 240.8784 | 277.1335 | 200.4803 | 156.6209 | 85.309 | 128.931 | 126.4804 | 48.5525 | 49.5424 | 40.9161 | 129.1185 | 35.4393 | 96.3651 | 116.4999 | 47.6131 | 47.5225 | 73.0429 | 81.3635 | 56.8292 | 47.279 | 25.0291 | 36.0677 | 33.9081 | 13.2781 | 14.2734 | 10.6858 | 32.7466 | 7.2286 | 25.7719 | 33.9564 | 10.6189 | 10.6096 | 112461110.0754 | 57543480.0295 | 22182069.7579 | 16154324.5854 | 10218424.0638 | 7171519.6816 | 6953131.4987 | 6702550.4972 | 3715658.6934 | 2874044.3284 | 1312112.4354 | 1960201.4077 | 4108858.1645 | 11346362.5107 | 17736891.2095 | 14080533.6629 | 3946128676.236 | 2016759691.8568 | 780815459.3161 | 568043618.2298 | 351249556.0223 | 247396499.6192 | 241221671.5606 | 232918571.5278 | 126845251.0024 | 99073609.8913 | 43887596.7667 | 66629004.689 | 141939399.0937 | 395179300.489 | 615627381.325 | 488073861.2157
NM_LAS-CRUCES-IAP_722695_TY3A | 32.28 | -106.92 | -5 | -3 | 37.8 | 16.6 | 36.6 | 16.9 | 262.25 | 0 | 26401381077.9852 | 6717483024.1284 | 5020.8598 | 10570397026.3598 | 11010830235.7915 | 29308 | 116067515.1329 | 553.855 | 21.5934 | 24.5374 | 17.9357 | 14.1806 | 7.6323 | 11.2222 | 11.0069 | 4.444 | 4.4111 | 3.3354 | 11.1074 | 3.0295 | 8.146 | 9.9701 | 3.9253 | 3.9179 | 261.9167 | 11.0833 | 26390647666.3864 | 5053946723.5118 | 5020.8598 | 9735669256.3948 | 2972673398.8047 | 5020.8598 | 317237379.2347 | 317237379.2347 | 4759.9528 | 686357672.7868 | 553.7617 | 633.4198 | 469.1827 | 375.6635 | 200.5189 | 291.7312 | 285.1752 | 117.2931 | 114.6583 | 86.4652 | 289.6236 | 80.4352 | 214.0522 | 262.98 | 104.3654 | 104.1568 | 127.62 | 145.0346 | 105.9113 | 83.5884 | 45.0176 | 66.381 | 65.2617 | 26.2481 | 26.1213 | 19.8607 | 65.5601 | 17.8351 | 48.0097 | 58.8078 | 23.0541 | 23.0112 | 58.2366 | 64.3262 | 48.4219 | 37.9678 | 20.7793 | 29.2575 | 28.1107 | 11.6791 | 12.5328 | 8.7133 | 26.8991 | 6.7727 | 21.7 | 26.7152 | 9.6494 | 9.6369 | 59476491.1365 | 33474040.3976 | 11157999.9738 | 8784015.7 | 5978402.4145 | 4123177.2982 | 3518588.0091 | 3803964.4959 | 2269443.3664 | 1426950.0264 | 618692.5594 | 1126057.6638 | 2118392.3312 | 6090254.4535 | 9281048.2606 | 7370736.2566 | 2093715265.5615 | 1191328394.7152 | 388124920.6734 | 314938335.047 | 213685868.8835 | 147796312.6864 | 123967882.0781 | 135205571.8253 | 83703911.0516 | 49210711.5769 | 20608285.0262 | 39130889.8018 | 72766318.8802 | 214764103.9533 | 323656912.424 | 258001686.4235
NM_SANTA-FE-CO-MUNI-AP_723656_TY3A | 35.62 | -106.08 | -12.1 | -9.1 | 33 | 14.3 | 32.4 | 14.3 | 14.5833 | 0 | 7423931823.8204 | 1708375999.8636 | 4235.5152 | 29708942408.8565 | 30946815009.2256 | 29308 | 275191318.4875 | 1556.6536 | 51.0377 | 58.4551 | 42.5509 | 33.545 | 18.3733 | 27.3427 | 27.02 | 10.4664 | 10.5029 | 8.8997 | 27.6386 | 7.6488 | 20.5018 | 24.7711 | 10.4169 | 10.3973 | 14.5 | 16.4167 | 7443307060.8844 | 1078930513.7159 | 4235.5152 | 26058276863.1519 | 8978846653.0857 | 4235.5152 | 2126266885.1659 | 2126266885.1659 | 6390.5204 | 1928855045.0851 | 1662.991 | 1923.1495 | 1413.2112 | 1129.8647 | 612.4757 | 908.0886 | 897.4811 | 348.9637 | 349.2186 | 293.3143 | 920.4986 | 257.8457 | 688.2677 | 826.9509 | 350.9085 | 350.2053 | 358.1162 | 409.8793 | 298.3213 | 234.1048 | 128.7639 | 191.8801 | 189.6656 | 73.1636 | 73.7297 | 62.5376 | 193.68 | 53.7086 | 144.1761 | 173.2006 | 73.0643 | 72.9269 | 399.8322 | 451.3066 | 324.4895 | 262.8679 | 140.6298 | 206.6731 | 200.5341 | 76.568 | 81.6291 | 58.7721 | 203.3166 | 54.1584 | 160.432 | 193.3876 | 77.8229 | 77.6813 | 136813853.2272 | 70708347.7087 | 27471871.4155 | 20373695.6263 | 11927436.3606 | 8575116.5034 | 8198210.712 | 7291667.754 | 4113156.6847 | 3230775.7258 | 1438269.5487 | 2234164.5141 | 4801716.6212 | 13802620.9882 | 22024820.5163 | 17255625.033 | 6519290032.3188 | 3436055336.3687 | 1347632707.2663 | 987313118.6705 | 551942507.1893 | 417379141.7883 | 398975619.3052 | 355164363.7464 | 200017535.2996 | 159100673.7128 | 61453219.2182 | 106493504.6586 | 232832188.25 | 674632644.3592 | 1072477129.8773 | 832318292.5223
NV_LAS-VEGAS-MCCARRAN-IAP_723860_TY3A | 36.08 | -115.15 | -0.5 | 1 | 42.5 | 19.9 | 41.3 | 19.5 | 137.8333 | 0 | 36177702243.6548 | 10278304488.8866 | 6806.2685 | 9902100185.3473 | 10314687693.07 | 29308 | 132160975.0892 | 518.8384 | 14.185 | 6.4265 | 11.3269 | 5.7698 | 7.2416 | 8.1568 | 9.0668 | 8.3892 | 2.0771 | 3.7275 | 10.4997 | 2.1397 | 5.5002 | 7.1893 | 3.9979 | 3.9979 | 137.8333 | 9.3333 | 36085081084.3577 | 8444565482.8156 | 6806.2685 | 9395375561.1914 | 2437591496.3789 | 6806.2685 | 85797292.7834 | 85797292.7834 | 3431.5164 | 590884064.5053 | 267.8171 | 120.1114 | 212.1455 | 109.4191 | 136.0547 | 154.5327 | 167.8232 | 157.5161 | 38.9031 | 70.1613 | 195.0032 | 39.912 | 102.8052 | 132.1852 | 74.611 | 74.611 | 63.7989 | 28.8316 | 50.7916 | 26.0054 | 32.611 | 36.5585 | 40.6232 | 37.709 | 9.3258 | 16.7137 | 46.8949 | 9.6195 | 24.62 | 32.0551 | 17.8785 | 17.8785 | 7.687 | 3.4564 | 7.3255 | 3.408 | 4.0842 | 4.4225 | 5.8087 | 4.865 | 1.3825 | 2.247 | 7.3483 | 1.0859 | 3.4259 | 4.4111 | 2.6922 | 2.6922 | 163306656.8783 | 143354068.4705 | 137116783.1982 | 137645107.9385 | 128199884.8537 | 122525211.7358 | 116463486.5775 | 120644140.4876 | 118735707.5798 | 91339652.5342 | 78913993.5524 | 81805528.5464 | 57062473.3565 | 54438195.2807 | 51973817.5024 | 45585186.8121 | 3888177823.4814 | 3418933681.8446 | 3277463542.6278 | 3290875348.3431 | 3076924153.3129 | 2948728466.4481 | 2813939279.3291 | 2907467383.9869 | 2861203814.766 | 2204554560.0223 | 1913576794.6345 | 1982549574.2084 | 1392227018.8719 | 1324830139.13 | 1267779238.4024 | 1109039021.9603
NV_RENO-TAHOE-IAP_724880_TY3A | 39.48 | -119.77 | -11.1 | -8 | 35.7 | 16.4 | 34.1 | 15.7 | 67.8333 | 0 | 10643359102.3247 | 2649314303.02 | 4661.2739 | 31501040831.4271 | 32813584199.4033 | 29308 | 321122562.6616 | 1650.5539 | 32.0164 | 14.4179 | 28.842 | 13.0259 | 17.2714 | 18.7231 | 21.6377 | 19.798 | 4.8569 | 8.0625 | 23.7313 | 4.8385 | 12.0515 | 15.8954 | 8.7831 | 8.7831 | 67.8333 | 18.75 | 10624055545.6197 | 1917408168.262 | 4661.2739 | 27373395203.7366 | 9332039757.2447 | 4661.2739 | 2555253201.0701 | 2555253201.0701 | 6359.3381 | 2031729342.7135 | 954.4949 | 424.8199 | 848.8983 | 390.4773 | 512.9243 | 561.7561 | 636.4516 | 587.3635 | 143.2257 | 240.8312 | 693.5796 | 143.9249 | 356.0111 | 464.4369 | 261.0631 | 261.0631 | 201.9227 | 91.1285 | 182.2834 | 82.0556 | 108.9996 | 117.8855 | 136.475 | 124.79 | 30.6946 | 50.8209 | 149.1481 | 30.4963 | 75.8285 | 100.0692 | 55.2642 | 55.2642 | 279.9723 | 125.4773 | 202.4836 | 111.8975 | 133.1764 | 146.4611 | 176.6726 | 163.5058 | 36.7486 | 67.0207 | 219.7477 | 37.7811 | 115.0613 | 138.0751 | 75.8502 | 75.8502 | 381266424.6261 | 335099549.1741 | 316234640.5713 | 317166137.3123 | 288618470.2231 | 272746937.3493 | 253730787.8372 | 264443654.1614 | 258469794.0613 | 195184862.0999 | 164487030.3939 | 166771939.8696 | 112609210.9136 | 110407254.9695 | 104483016.3415 | 92814997.4301 | 16769454088.5871 | 14796169343.802 | 14014266616.7932 | 13995074750.0791 | 12878453175.508 | 12203225117.4309 | 11368837342.7365 | 11804165602.9829 | 11617315230.8131 | 8786132458.0636 | 7455684768.357 | 7580123420.4826 | 5041850693.1375 | 4975204026.3813 | 4720083092.1574 | 4174400285.6332
NY_BUFFALO-NIAGARA-IAP_725280_TY3A | 42.93 | -78.73 | -15.8 | -13.6 | 30.2 | 21.8 | 28.8 | 21.1 | 3.6667 | 0 | 5710970815.7585 | 1211974539.8712 | 4856.1255 | 58589632573.7203 | 61030867264.2918 | 29308 | 500667016.6453 | 3069.9095 | 40.4596 | 4.4574 | 24.424 | 8.2641 | 9.7029 | 19.2185 | 8.8394 | 18.9799 | 12.9834 | 5.7318 | 16.9266 | 14.1718 | 8.7077 | 9.3706 | 10.2161 | 10.2161 | 3.5 | 36 | 5737335517.0995 | 697871457.8616 | 4856.1255 | 45260541492.5195 | 16012578951.136 | 4856.1255 | 11036786630.5095 | 11036786630.5095 | 8354.7795 | 2952484206.6051 | 1289.6065 | 139.9579 | 787.3233 | 261.7905 | 311.9166 | 613.7013 | 282.6365 | 604.9764 | 414.6715 | 182.8817 | 536.1882 | 452.6183 | 274.3751 | 298.7157 | 325.1018 | 325.1012 | 238.0101 | 25.9599 | 143.0548 | 49.4678 | 57.1778 | 113.2254 | 52.2678 | 111.2697 | 76.5183 | 34.0173 | 98.5857 | 83.6502 | 51.8832 | 54.7911 | 60.1237 | 60.1236 | 884.6902 | 111.0077 | 596.7453 | 150.3267 | 221.2345 | 423.7812 | 188.5872 | 443.5452 | 290.4331 | 113.6677 | 415.6289 | 305.805 | 160.6873 | 224.4629 | 222.4293 | 222.4289 | 308506136.3324 | 310248083.7339 | 238443058.2354 | 199585824.5816 | 157927287.7723 | 135800605.9065 | 128998782.3209 | 105491467.349 | 126620409.6523 | 125377974.5306 | 111293561.0295 | 115675585.4595 | 116417544.3416 | 110288586.2964 | 115420649.1181 | 112298224.5279 | 18680003182.9511 | 18593095822.9057 | 14480975352.3809 | 11931543330.5363 | 9452314285.1461 | 8152401748.894 | 7631743506.2381 | 6337505813.3111 | 7691388624.2368 | 7585760410.5642 | 6632774951.1741 | 6980020153.3168 | 6935738328.411 | 6474632718.1859 | 6835053904.9829 | 6607288357.3955
NY_NEW-YORK-J-F-KENNEDY-IAP_744860_TY3A | 40.65 | -73.8 | -10.1 | -7.9 | 32.1 | 22.7 | 30.3 | 22.1 | 54.5 | 0 | 12568499691.4975 | 2659201070.8987 | 4412.9157 | 34698830742.8002 | 36144615357.0836 | 29308 | 259133546.405 | 1818.1078 | 20.851 | 2.1651 | 12.7137 | 4.2299 | 4.9602 | 9.8515 | 4.5243 | 9.6317 | 6.4985 | 2.9952 | 8.3408 | 7.3264 | 4.1453 | 4.8525 | 5.1766 | 5.1766 | 54.4167 | 18.6667 | 12604790518.1161 | 1746997888.3512 | 4412.9157 | 30536072817.5813 | 9574177397.995 | 4412.9157 | 2803389320.5557 | 2803389320.5557 | 7010.2233 | 1759757368.8467 | 773.5922 | 80.2056 | 479.947 | 155.3482 | 187.2344 | 367.902 | 167.4314 | 360.0531 | 243.5078 | 110.5858 | 311.7719 | 271.7087 | 153.3074 | 180.1089 | 192.5828 | 192.5824 | 141.6197 | 14.8031 | 86.2745 | 28.9069 | 33.7898 | 66.7752 | 30.7857 | 65.4665 | 44.3866 | 20.4562 | 56.5774 | 49.854 | 28.2331 | 32.9198 | 35.1375 | 35.1374 | 235.3783 | 18.2827 | 163.5523 | 35.0969 | 57.4223 | 118.8995 | 48.1625 | 109.1792 | 65.669 | 27.4764 | 97.6162 | 76.6561 | 41.1817 | 54.4161 | 58.188 | 58.1879 | 160971084.6754 | 163481281.3485 | 123032371.9802 | 101478523.7549 | 80720690.7118 | 69724723.2805 | 66154064.1901 | 54607058.0761 | 64871313.3389 | 64148069.9803 | 57720729.8645 | 60000952.5389 | 60901928.0422 | 57382672.1365 | 61078702.9539 | 59595987.6909 | 8771145881.0558 | 8869632556.3974 | 6704021684.8413 | 5490244105.5451 | 4341705805.4168 | 3768505420.0211 | 3570003484.8451 | 2917733763.724 | 3468480385.3081 | 3435772257.3474 | 3069822041.2602 | 3225652505.2471 | 3242085380.9387 | 3055765998.43 | 3262440341.9535 | 3189042530.6361
NY_UTICA-ONEIDA-CO-AP_725197_TY3A | 43.15 | -75.38 | -20.6 | -17.2 | 30.7 | 22.5 | 29 | 21.4 | 0.58333 | 0 | 2787705363.0489 | 597220045.7472 | 5328.011 | 51586241507.6108 | 53735668237.0947 | 29308 | 469434336.1667 | 2702.9542 | 36.3388 | 4.11 | 21.7204 | 7.8342 | 8.4645 | 17.1414 | 8.1899 | 17.1355 | 11.5841 | 5.3263 | 15.0333 | 12.9278 | 7.7336 | 8.6709 | 9.0482 | 9.0482 | 0.58333 | 21.4167 | 2800911360.2974 | 345998344.9328 | 5328.011 | 43514006737.8795 | 15927626282.3696 | 5328.011 | 5996469882.0041 | 5996469882.0041 | 8895.0635 | 2705380124.5261 | 1247.6727 | 141.5836 | 753.6616 | 261.8065 | 294.6378 | 590.7933 | 279.5893 | 588.1506 | 398.9449 | 180.3181 | 518.5283 | 442.0264 | 261.1872 | 297.6399 | 309.4215 | 309.4207 | 210.2791 | 23.6922 | 125.3144 | 44.8957 | 48.4989 | 99.2029 | 47.2862 | 98.6888 | 66.5117 | 30.5374 | 86.9619 | 74.5754 | 44.4437 | 50.1899 | 52.1252 | 52.1251 | 446.3556 | 61.5281 | 277.3411 | 92.6517 | 109.0232 | 196.653 | 99.5515 | 228.1414 | 148.7697 | 68.371 | 193.7773 | 160.4954 | 83.6659 | 109.0262 | 111.419 | 111.4189 | 287339367.2173 | 289563782.152 | 221361900.3419 | 184499264.6783 | 143372785.3783 | 123695287.9397 | 113974509.1535 | 94676146.2441 | 112536002.8191 | 111944676.0507 | 99941133.5217 | 103740557.8135 | 104475067.6425 | 99253109.2852 | 103874197.1284 | 100312997.377 | 15171060553.8127 | 15261482416.8162 | 11769561213.1982 | 9762151097.861 | 7534606065.0598 | 6636195411.086 | 6058722564.3508 | 5057093280.3292 | 6010197491.1376 | 6006305266.1968 | 5296457315.7776 | 5547123378.6443 | 5566339811.509 | 5279508730.8191 | 5529703573.1019 | 5311924975.0934
OH_CINCINNATI-MUNI-AP-LUNKI_724297_TY3A | 39.1 | -84.42 | -13.3 | -10.3 | 33.8 | 23.6 | 32.4 | 23.4 | 55 | 0 | 11584077220.0922 | 2532337223.2223 | 4765.8525 | 31840823825.0922 | 33167524817.8045 | 29308 | 257879857.8612 | 1668.3574 | 37.522 | 29.9842 | 43.0257 | 34.1403 | 25.6642 | 24.1158 | 29.1217 | 25.2869 | 14.779 | 23.0663 | 14.588 | 17.1747 | 14.8431 | 20.1971 | 13.4789 | 13.4789 | 53.8333 | 18.9167 | 11614918197.6277 | 1710557846.0175 | 4765.8525 | 27529797252.0593 | 9256393444.5489 | 4765.8525 | 3065013750.4731 | 3065013750.4731 | 7156.0568 | 1628230685.8292 | 1354.8394 | 1082.4741 | 1559.624 | 1243.0509 | 938.5491 | 879.9789 | 1061.0812 | 921.5252 | 537.0054 | 841.9795 | 529.3692 | 617.1116 | 539.5497 | 736.331 | 489.8032 | 489.8032 | 237.3081 | 188.7922 | 271.2925 | 215.2246 | 161.5696 | 151.5656 | 183.5674 | 159.4595 | 93.0804 | 145.2227 | 92.1171 | 108.343 | 93.5246 | 127.5585 | 84.9793 | 84.9793 | 440.3212 | 380.4116 | 524.7016 | 416.8595 | 336.4264 | 312.5274 | 364.6885 | 300.3108 | 182.9763 | 287.5548 | 179.8575 | 209.3004 | 189.2661 | 254.0157 | 164.9279 | 164.9279 | 224307704.4554 | 222359520.4873 | 219512399.6854 | 211358601.4383 | 202454810.6388 | 203157626.1325 | 220669075.3536 | 228609406.1059 | 226925121.0614 | 213642282.078 | 210472678.1154 | 215721120.2317 | 215640074.1833 | 216162330.2427 | 210075491.2885 | 225717278.8919 | 12132706465.945 | 12020982849.1408 | 11784051126.9281 | 11522925303.8325 | 10936121656.3505 | 11033666943.2351 | 11975951638.5914 | 12492451939.5484 | 12308900849.3826 | 11715170758.798 | 11600835145.4235 | 11905776521.5039 | 11921331237.6385 | 11943368776.6735 | 11647919192.2291 | 12551514454.7731
OH_COLUMBUS-PORT-COLUMBUS-IAP_724280_TY3A | 39.98 | -82.88 | -15 | -12 | 32.9 | 23.1 | 31.7 | 22.7 | 21.6667 | 0 | 9800863579.4205 | 2079785621.9891 | 4746.7687 | 44715047052.8302 | 46578174013.3648 | 29308 | 367883890.4528 | 2342.9256 | 53.4948 | 43.0257 | 61.0488 | 48.7358 | 36.7571 | 34.2111 | 41.9177 | 36.7499 | 21.1322 | 33.5986 | 21.148 | 24.7212 | 21.416 | 28.8038 | 19.4693 | 19.4693 | 21.1667 | 33.5 | 9837379593.1206 | 1277068886.6476 | 4746.7687 | 35628131223.8949 | 12393445494.9378 | 4746.7687 | 7311447302.1232 | 7311447302.1232 | 7798.2586 | 2266081024.5292 | 1799.3852 | 1456.7016 | 2069.4518 | 1657.0213 | 1247.5714 | 1164.4901 | 1424.5436 | 1246.4583 | 717.27 | 1142.1532 | 713.0738 | 831.9027 | 724.9269 | 972.0618 | 660.6453 | 660.6453 | 329.0592 | 265.2097 | 376.0717 | 300.6312 | 225.9565 | 210.4903 | 258.0896 | 226.5563 | 130.0545 | 207.1652 | 129.7543 | 152.2393 | 131.496 | 176.337 | 120.0197 | 120.0197 | 1084.5099 | 868.8207 | 1249.2776 | 991.1432 | 787.3631 | 729.0866 | 871.5975 | 750.174 | 437.871 | 691.1779 | 446.8162 | 495.0019 | 452.9952 | 626.0824 | 396.8212 | 396.8212 | 318087849.2228 | 316725244.7324 | 315230393.4452 | 299150188.1483 | 289162884.915 | 290330257.8455 | 314651103.1899 | 326202849.99 | 325589622.3469 | 305140493.4079 | 301866174.5403 | 308886629.3533 | 307050531.0539 | 307275181.561 | 298560432.548 | 319776441.0784 | 18949232884.462 | 18923585330.4483 | 18677652406.0126 | 17877480533.3275 | 17207786904.9576 | 17475662356.9763 | 18920524579.7883 | 19596130735.6867 | 19533898407.8587 | 18502927129.9987 | 18478714888.0479 | 18904531802.434 | 18861489165.843 | 18926633345.9113 | 18440540579.5228 | 19820724811.1013
OK_OKLAHOMA-CITY-WILEY_723544_TY3A | 35.53 | -97.65 | -10.8 | -7.6 | 37.5 | 23.3 | 36.2 | 23.3 | 102.8333 | 0 | 23802759543.9342 | 5804116012.2296 | 5890.2442 | 24848290851.9836 | 25883636304.1497 | 29308 | 256166366.803 | 1301.971 | 34.8323 | 13.1596 | 30.6417 | 34.3786 | 22.3138 | 8.7293 | 20.4 | 4.9533 | 6.4959 | 5.2337 | 4.4424 | 2.1181 | 3.7044 | 8.8744 | 5.698 | 5.698 | 102.5833 | 13.1667 | 23829827352.448 | 4348252883.8688 | 5890.2442 | 22846794751.9713 | 7621614449.8522 | 5890.2442 | 1033376071.8164 | 1033376071.8164 | 6565.1022 | 1315385308.1897 | 1040.9105 | 395.0405 | 933.0699 | 1041.2726 | 666.0784 | 261.6165 | 622.3892 | 146.8767 | 196.5906 | 155.2534 | 133.2939 | 63.7382 | 109.7914 | 267.0122 | 170.4428 | 170.4428 | 178.6054 | 67.3289 | 155.9805 | 174.9023 | 114.3705 | 44.5292 | 103.6887 | 25.3423 | 33.2976 | 26.9417 | 22.7242 | 10.8507 | 18.9285 | 45.4329 | 29.3063 | 29.3063 | 135.1013 | 57.1167 | 121.3402 | 143.87 | 98.5959 | 33.4701 | 75.0651 | 16.7726 | 27.7842 | 23.091 | 14.7839 | 8.8554 | 12.0112 | 33.1336 | 18.0658 | 18.0658 | 214273723.969 | 203060682.4442 | 121718823.4651 | 78856963.7585 | 69510677.0199 | 61793456.9882 | 47827265.1369 | 37278928.73 | 34363179.541 | 23470109.1327 | 17612747.3219 | 17131790.6829 | 13110198.3039 | 11127995.5478 | 12889499.0389 | 12044698.8383 | 8328079377.1951 | 7883605717.7713 | 4701455915.3815 | 3066365723.1859 | 2737515315.7027 | 2454359110.5448 | 1895083637.4596 | 1482713624.0777 | 1361837466.5452 | 914547403.1022 | 704165191.2251 | 688003281.8589 | 516984064.3111 | 447217748.6753 | 508841181.6921 | 482488811.8841
OR_PORTLAND-IAP_726980_TY3A | 45.6 | -122.62 | -3.8 | -1.4 | 33 | 19.6 | 30.8 | 19.2 | 30.3333 | 0 | 4809368669.9567 | 1066332343.5178 | 3980.7409 | 26709377826.4986 | 27822268569.2693 | 29308 | 205767594.3915 | 1399.486 | 11.6477 | 11.557 | 5.0218 | 5.0361 | 6.4115 | 10.8008 | 5.0735 | 8.8826 | 6.3498 | 4.8344 | 7.2259 | 3.1405 | 8.1506 | 11.2896 | 4.1847 | 4.1847 | 30.1667 | 12.6667 | 4830683466.1006 | 699500387.732 | 3980.7409 | 24726384994.3448 | 6542150102.9494 | 3980.7409 | 758904712.043 | 758904712.043 | 5083.1572 | 1559860616.5111 | 375.2332 | 372.9146 | 167.1459 | 163.9924 | 210.2436 | 350.7491 | 164.9745 | 289.9743 | 207.237 | 157.6064 | 231.3196 | 101.8607 | 263.8183 | 366.9888 | 135.9123 | 135.9123 | 88.8213 | 88.1261 | 38.8593 | 38.5325 | 49.0699 | 82.592 | 38.7332 | 68.0227 | 48.485 | 36.9962 | 54.7879 | 23.9584 | 62.1093 | 86.1361 | 31.9862 | 31.9862 | 45.4847 | 45.3412 | 20.5626 | 19.5857 | 27.9139 | 41.9973 | 20.1892 | 35.7545 | 28.5794 | 17.8348 | 26.7484 | 13.3394 | 30.5355 | 46.0824 | 15.2016 | 15.2016 | 97287532.0699 | 98470947.0402 | 93439414.909 | 72448619.3652 | 64481602.1033 | 58332733.9266 | 63905508.2014 | 57691172.2233 | 60282119.1589 | 52724086.6605 | 49598136.1323 | 51316598.635 | 45053105.0533 | 42020435.4987 | 41687212.3905 | 37935504.8616 | 4142485808.5706 | 4214248186.1189 | 4017772346.9388 | 3173697645.3208 | 2842796170.2072 | 2575121265.7623 | 2822460872.8578 | 2550769833.1634 | 2656631925.8241 | 2317695736.3477 | 2163691367.8887 | 2209907704.8736 | 1966068121.5276 | 1829439495.2055 | 1803380722.2949 | 1640544096.2761
OR_REDMOND-ROBERTS-FIELD_726835_TY3A | 44.25 | -121.17 | -14.7 | -10.8 | 33.9 | 16.5 | 32.3 | 16 | 36.5833 | 0 | 3971402347.4352 | 944629642.5349 | 3659.072 | 39987178685.6768 | 41653311130.9132 | 29308 | 319987502.3052 | 2095.2004 | 17.779 | 17.5134 | 7.5239 | 7.4196 | 9.3068 | 15.8958 | 7.3844 | 12.9474 | 9.0505 | 6.9965 | 10.273 | 4.5659 | 11.6388 | 16.3395 | 5.9528 | 5.9528 | 36.5833 | 25.9167 | 3967916348.7719 | 659403300.7147 | 3659.072 | 33391006921.9384 | 10930730269.0708 | 3659.072 | 4491048576.827 | 4491048576.827 | 7177.1649 | 2582260306.9238 | 614.0146 | 601.2968 | 262.6173 | 260.9788 | 319.5673 | 551.47 | 255.417 | 449.52 | 311.477 | 244.1339 | 355.3499 | 156.5361 | 402.9727 | 562.6779 | 207.7195 | 207.7195 | 144.0787 | 141.2643 | 60.5818 | 60.5667 | 74.2473 | 128.5119 | 59.4693 | 104.562 | 72.6229 | 56.7066 | 83.1412 | 36.6718 | 94.1643 | 131.0516 | 48.3019 | 48.3019 | 261.6999 | 262.299 | 138.1727 | 114.6917 | 168.5101 | 257.0733 | 120.5374 | 214.3457 | 158.4733 | 115.3605 | 158.3076 | 73.1243 | 185.4706 | 284.3668 | 93.694 | 93.694 | 151440769.0794 | 151075887.7724 | 142614206.1209 | 105049038.5555 | 93210500.0386 | 85469519.0164 | 91757069.8923 | 83689182.3499 | 87582484.3562 | 77327867.0239 | 72216621.323 | 75972917.0601 | 66597370.917 | 62249858.158 | 61417935.2856 | 57529442.3386 | 8415789628.401 | 8499242679.9056 | 8102769655.9223 | 6145491499.9585 | 5650626484.3226 | 5210893900.1339 | 5503995652.8764 | 5057975415.7301 | 5340409827.6652 | 4696238053.0208 | 4451285993.2388 | 4658412470.9329 | 4106204208.6244 | 3837652845.7442 | 3780636410.7419 | 3616712221.3564
PA_BRADFORD-RGNL-AP_725266_TY3A | 41.8 | -78.63 | -18.5 | -16 | 28.6 | 20.3 | 27.3 | 19.6 | 0 | 0 | 169465046.8902 | 37193191.3817 | 5003.155 | 76656101226.6161 | 79850105444.3915 | 29308 | 722801837.7533 | 4016.5347 | 85.8144 | 34.5289 | 105.9603 | 95.1108 | 26.452 | 67.3565 | 55.2544 | 72.4452 | 46.2074 | 41.003 | 30.0009 | 32.4439 | 51.4731 | 18.4829 | 20.0071 | 20.0071 | 0 | 49.75 | 170113461.5835 | 24816200.1968 | 5003.155 | 54381763646.9685 | 19985337287.5632 | 5003.155 | 19135603100.0859 | 19135603100.0859 | 8756.3261 | 4011663587.2084 | 2362.9444 | 948.734 | 2933.5768 | 2665.812 | 730.7101 | 1862.4059 | 1544.223 | 1989.3837 | 1278.5205 | 1142.2789 | 842.819 | 893.23 | 1427.3288 | 509.9077 | 554.9578 | 554.9578 | 467.6861 | 189.8166 | 581.8441 | 534.8964 | 145.5812 | 375.2939 | 310.6286 | 396.8358 | 258.5986 | 227.517 | 169.3186 | 179.9679 | 286.4614 | 102.6787 | 110.8491 | 110.8491 | 2543.4979 | 991.4233 | 3124.5455 | 2425.4979 | 749.5074 | 1799.6478 | 1392.3251 | 2090.1999 | 1162.9149 | 1119.4484 | 738.849 | 854.2578 | 1360.5588 | 486.4598 | 557.1036 | 557.1036 | 699823693.5032 | 742340748.2644 | 718951638.918 | 693022124.825 | 641238822.3746 | 602271465.0484 | 581424446.5224 | 574171285.3155 | 583267003.1095 | 533003720.5077 | 515263322.1537 | 481047742.977 | 481626763.2 | 518310446.2746 | 499732329.9561 | 468705363.6592 | 41597955436.3792 | 44175523344.194 | 42758834687.1875 | 41410798229.6722 | 38276609963.0507 | 36023037341.7534 | 34961174296.8921 | 34732931551.5961 | 35210252595.2558 | 32215515545.5725 | 31242679868.5804 | 29047632953.502 | 29334469989.4821 | 31394930256.727 | 30347166884.1129 | 28530901685.5967
PA_PHILADELPHIA-IAP_724080_TY3A | 39.87 | -75.23 | -10.1 | -7.8 | 34.1 | 24 | 32.7 | 23.5 | 40.4167 | 0 | 15067041131.6665 | 3320328234.0106 | 5247.9552 | 38188138782.1035 | 39779311231.3581 | 29308 | 333241158.1876 | 2000.9364 | 43.0387 | 16.084 | 51.523 | 43.8527 | 12.7991 | 31.1977 | 25.2441 | 34.6121 | 20.6191 | 19.0608 | 13.8812 | 14.7676 | 23.8294 | 8.415 | 9.6741 | 9.6741 | 40.0833 | 15.3333 | 15107108062.569 | 2201606256.9937 | 5247.9552 | 34379624062.8948 | 11178732903.3166 | 5247.9552 | 2342787740.3117 | 2342787740.3117 | 6934.2872 | 1935464074.4564 | 1471.7085 | 545.3248 | 1759.3886 | 1472.2156 | 438.1906 | 1046.0034 | 837.0744 | 1180.1609 | 683.2307 | 644.5244 | 465.9103 | 494.8069 | 799.9021 | 281.3941 | 330.5218 | 330.5218 | 250.6698 | 93.3719 | 299.6662 | 254.2271 | 74.4839 | 180.9931 | 146.3218 | 201.0488 | 119.5553 | 110.7548 | 80.6084 | 85.7204 | 138.3059 | 48.8349 | 56.1985 | 56.1985 | 344.1524 | 125.1716 | 366.1552 | 299.3545 | 104.0499 | 202.007 | 165.019 | 271.5351 | 132.3092 | 135.8511 | 91.3707 | 108.4707 | 166.4148 | 56.8085 | 73.1275 | 73.1275 | 320474190.5469 | 342645634.6886 | 330361223.7645 | 320940486.2454 | 297601949.5576 | 280280831.7167 | 269445860.3439 | 268908210.2171 | 272935965.33 | 252153925.7882 | 242538778.1447 | 227572476.7222 | 229437193.8865 | 245888647.7978 | 239819022.4518 | 225476140.0145 | 14836593536.7933 | 15858408470.7405 | 15284385403.8559 | 14902640796.7507 | 13834619532.9276 | 13109156057.4944 | 12596331681.7073 | 12614726221.8182 | 12845517161.081 | 11877077499.9776 | 11430852094.3949 | 10703335368.6153 | 10944765739.9127 | 11605899132.8728 | 11353925887.8838 | 10706788753.6361
PA_PITTSBURGH-IAP_725200_TY3A | 40.5 | -80.23 | -14.9 | -12.3 | 32.1 | 22.5 | 30.6 | 21.7 | 5.5 | 0 | 3847475499.9504 | 857329071.7938 | 4596.1539 | 47652535317.2384 | 49638057622.1233 | 29308 | 386920932.2719 | 2496.8406 | 47.5599 | 18.8165 | 58.8692 | 50.8076 | 14.3203 | 36.3967 | 29.5656 | 39.7341 | 24.4245 | 22.2314 | 15.7244 | 17.294 | 27.6804 | 9.8197 | 10.8805 | 10.8805 | 5.3333 | 39.9167 | 3861085107.4398 | 568532378.4008 | 4596.1539 | 38180286966.1828 | 13045510145.848 | 4596.1539 | 7560070789.0332 | 7560070789.0332 | 7811.6512 | 2427445297.5305 | 1607.8366 | 638.1001 | 2009.6498 | 1717.9093 | 484.1443 | 1223.9997 | 1000.2667 | 1347.5808 | 818.2796 | 753.7092 | 530.5796 | 579.3539 | 932.4155 | 329.5296 | 369.7535 | 369.7535 | 296.6653 | 117.6249 | 368.0111 | 319.8492 | 89.4698 | 227.4501 | 186.5954 | 248.0735 | 153.329 | 139.3913 | 99.0741 | 107.9155 | 173.5604 | 61.3946 | 68.2264 | 68.2264 | 1011.4506 | 400.5521 | 1247.0709 | 959.4716 | 300.5937 | 738.3991 | 539.7208 | 845.1596 | 461.8101 | 447.6573 | 290.4549 | 351.6898 | 542.8646 | 196.6989 | 223.2044 | 223.2044 | 372961207.4711 | 396627387.5153 | 383424462.8469 | 370747010.302 | 344331635.3043 | 323565926.5053 | 313833071.7425 | 311636451.9821 | 316841465.0172 | 289057898.2341 | 280606440.9482 | 262207990.7805 | 264035453.9945 | 282570656.4993 | 273281698.7977 | 256254847.4256 | 22167655401.1553 | 23513678908.9322 | 22801099281.3527 | 22112552765.6092 | 20517714115.7887 | 19301837850.2253 | 18847006825.2587 | 18749999056.5018 | 19144217990.8144 | 17408674760.0955 | 17013554330.1818 | 15807171076.6444 | 16044036201.8621 | 17059355086.9958 | 16561037181.4982 | 15565105550.276
RI_PROVIDENCE-GREEN-STATE-AP_725070_TY3A | 41.72 | -71.43 | -13.1 | -10.6 | 32.3 | 23 | 30.4 | 22.2 | 22.25 | 0 | 5586910579.8992 | 1208771325.3895 | 4507.5769 | 47681845056.3914 | 49668588600.4075 | 29308 | 363544586.3729 | 2498.3763 | 21.4003 | 6.1935 | 3.3565 | 10.5325 | 3.8468 | 7.9363 | 5.425 | 8.6051 | 6.6418 | 5.1852 | 8.4697 | 8.2451 | 7.7442 | 3.2995 | 10.6113 | 10.6113 | 22.1667 | 24.6667 | 5604911972.4605 | 788706438.465 | 4507.5769 | 39803394393.1427 | 13304801997.682 | 4507.5769 | 5987097585.636 | 5987097585.636 | 7631.642 | 2386230337.2532 | 781.5423 | 228.288 | 123.0792 | 391.5869 | 140.2168 | 295.7962 | 200.2886 | 319.2025 | 246.8306 | 191.2884 | 318.2781 | 309.1532 | 287.4093 | 121.1547 | 393.5656 | 393.5656 | 139.7952 | 40.9103 | 22.1153 | 69.3202 | 25.4184 | 52.3106 | 35.5212 | 57.1464 | 44.1094 | 34.4295 | 55.3041 | 54.8709 | 50.8606 | 21.5485 | 69.4223 | 69.4223 | 379.7676 | 91.919 | 49.9646 | 185.1278 | 58.3575 | 137.1387 | 104.5746 | 127.0721 | 105.4022 | 73.7741 | 174.4154 | 133.1773 | 136.751 | 60.2684 | 196.2593 | 196.2593 | 403402632.2361 | 382900012.9864 | 225500708.8631 | 151870401.3622 | 144760635.7599 | 110370359.078 | 106176799.7927 | 92361086.4176 | 88470608.9322 | 80167675.7405 | 64649338.9006 | 77218188.9739 | 63853297.2785 | 76981558.7686 | 64552648.041 | 66233759.7344 | 25000156153.9152 | 23616052591.9323 | 13921912214.8827 | 9472608894.1477 | 8935828808.4179 | 6874736383.0388 | 6632237282.614 | 5989034152.3154 | 5654787038.8658 | 4879350936.273 | 3874531038.5295 | 4877300591.7104 | 3885588744.4095 | 4817035207.593 | 3993734472.9525 | 4016870665.7414
SC_CHARLESTON-IAP_722080_TY3A | 32.9 | -80.03 | -2.6 | -0.9 | 34.6 | 25.6 | 33.4 | 25.3 | 82.0833 | 0 | 29457200853.1485 | 6487450380.7495 | 5719.6575 | 9661853032.2003 | 10064430241.8753 | 29308 | 88433636.2323 | 506.2502 | 11.4229 | 13.3726 | 10.663 | 8.7989 | 3.7538 | 5.2957 | 5.9426 | 6.8579 | 6.5748 | 6.1917 | 5.4934 | 5.5885 | 5.1024 | 5.0833 | 9.4276 | 9.4276 | 81.5833 | 5.0833 | 29498754796.4704 | 4491578381.3602 | 5719.6575 | 9207792228.4412 | 2604925905.0747 | 5719.6575 | 120019086.3521 | 120019086.3521 | 4403.1241 | 465295693.8458 | 341.025 | 398.1081 | 323.2467 | 269.8146 | 113.7183 | 166.0927 | 177.8531 | 208.2541 | 199.8703 | 187.4783 | 166.2761 | 168.0323 | 154.141 | 153.4882 | 279.1216 | 279.1216 | 60.3026 | 70.1552 | 55.8695 | 46.0452 | 19.6658 | 27.4576 | 31.118 | 35.9921 | 34.4693 | 32.3615 | 28.8069 | 29.339 | 26.7575 | 26.5835 | 49.4963 | 49.4963 | 17.0913 | 19.8286 | 17.7007 | 14.7675 | 6.9422 | 4.7032 | 8.2128 | 10.4063 | 9.2417 | 8.9751 | 8.2569 | 8.7313 | 7.7224 | 7.9388 | 13.6615 | 13.6615 | 33148852.0337 | 30932951.0484 | 29171621.1469 | 19176435.2671 | 15548500.5082 | 12746593.3147 | 14175354.0332 | 11839504.9504 | 15009602.5602 | 15782346.7436 | 19404572.4853 | 26925970.8487 | 35445799.139 | 39339619.5597 | 39556275.3533 | 39093802.9005 | 1197819831.9041 | 1118993227.665 | 1058621431.3003 | 697017472.7998 | 578408412.5324 | 476632357.5296 | 528209199.6117 | 447004347.4011 | 562522921.9486 | 591891691.861 | 727626177.8725 | 1005862798.8719 | 1322734404.2096 | 1470376507.4817 | 1476054464.5008 | 1459379965.5807
SD_CHAN-GURNEY-MUNI_726525_TY3A | 42.92 | -97.38 | -22.4 | -19.5 | 33 | 23.3 | 32.1 | 22.9 | 16.5833 | 0 | 12459101608.5503 | 2907513549.2345 | 6034.8947 | 59964619774.9978 | 62463145598.9563 | 29308 | 611744408.0747 | 3141.9544 | 119.5119 | 68.2088 | 101.3389 | 67.3593 | 22.4915 | 44.6441 | 52.2216 | 49.4902 | 19.1973 | 36.0089 | 4.2637 | 14.8797 | 24.5317 | 23.542 | 6.6394 | 6.6322 | 16.3333 | 67.3333 | 12488759136.6995 | 1994440512.8043 | 6034.8947 | 43947085923.3013 | 16721609589.7544 | 6034.8947 | 13859572433.9862 | 13859572433.9862 | 9747.2992 | 2866130445.5858 | 3290.7728 | 1876.0639 | 2783.204 | 1867.8114 | 624.1647 | 1251.2047 | 1468.2764 | 1381.5042 | 529.8405 | 1000.2242 | 115.8195 | 419.3066 | 677.3808 | 660.2357 | 182.0458 | 181.8514 | 560.3407 | 318.2566 | 472.9024 | 314.4933 | 104.7952 | 208.7044 | 242.5209 | 230.6336 | 89.4661 | 166.9822 | 19.9299 | 69.0505 | 113.6666 | 109.1318 | 30.6968 | 30.6643 | 2702.6919 | 1636.3338 | 2358.1281 | 1583.2634 | 544.6882 | 1051.8447 | 1335.8367 | 1167.2641 | 471.7395 | 927.1016 | 103.7503 | 349.3418 | 650.745 | 578.185 | 161.7442 | 161.5427 | 188437514.8623 | 189737207.0636 | 138487808.3578 | 72713820.9422 | 56566659.659 | 38744169.0384 | 24982800.6699 | 18971284.3733 | 14874280.8666 | 8708978.9869 | 5501387.0705 | 3414266.1774 | 3492016.7227 | 3336286.9194 | 3074686.8953 | 2857491.6027 | 10277043674.6739 | 10602907739.6069 | 7269393051.2905 | 3853744652.2578 | 3288772200.0567 | 2175066701.1691 | 1428099557.6826 | 1217529448.6107 | 829795377.9336 | 441425091.2424 | 303003485.3091 | 196763738.7013 | 209531515.9459 | 194099044.6697 | 187191706.3448 | 168026883.4146
SD_SIOUX-FALLS-FOSS-FIELD_726510_TY3A | 43.58 | -96.75 | -24.6 | -21.8 | 33.5 | 23.1 | 31.6 | 22.8 | 3.0833 | 0 | 9940082524.0011 | 2267727139.0395 | 6477.5162 | 68400921556.2887 | 71250959954.4675 | 29308 | 763739453.5684 | 3583.9897 | 154.2958 | 88.6693 | 130.5898 | 85.5354 | 29.1891 | 58.9023 | 71.8168 | 67.8983 | 26.2171 | 50.0451 | 5.7528 | 20.2796 | 34.6659 | 33.5443 | 8.8708 | 8.8612 | 2.9167 | 54 | 9967784681.1953 | 1486411239.0468 | 6477.5162 | 46826815534.6067 | 18371382528.5994 | 6477.5162 | 19035212677.9623 | 19035212677.9623 | 10636.4545 | 3418483795.9281 | 3669.1722 | 2104.0836 | 3095.9513 | 2032.4929 | 694.5855 | 1408.2327 | 1697.0272 | 1575.871 | 610.8275 | 1125.3519 | 132.3081 | 475.1627 | 758.1932 | 759.8097 | 198.9798 | 198.7712 | 687.87 | 394.1314 | 580.0841 | 380.7125 | 129.5173 | 261.9245 | 318.2515 | 300.106 | 115.7966 | 218.8082 | 25.4258 | 89.6966 | 150.3233 | 146.6334 | 38.6797 | 38.6385 | 4091.5432 | 2443.3321 | 3512.0285 | 2270.5628 | 814.5482 | 1574.1903 | 2125.7986 | 2021.7128 | 783.267 | 1676.1765 | 174.1804 | 603.8392 | 1218.1353 | 1068.3979 | 287.0909 | 286.7337 | 242473615.632 | 240367068.1457 | 179038485.4981 | 92520879.4393 | 72097904.1431 | 52521163.3524 | 40646124.4799 | 28549557.0217 | 25326611.1881 | 16785049.4882 | 10109671.4305 | 6089962.4324 | 5628277.2608 | 5670808.4202 | 4107859.4405 | 4564669.8288 | 13500990590.7954 | 13513728830.3834 | 9999148527.5054 | 5142207777.9683 | 4217492605.3237 | 2864114649.2792 | 2462472685.7137 | 1891593015.5519 | 1742525151.2667 | 1133698282.9018 | 733546746.9073 | 459072947.245 | 415142521.8113 | 410408874.3887 | 282655279.7101 | 332684709.2884
TN_MEMPHIS-IAP_723340_TY3A | 35.07 | -89.98 | -7.4 | -5 | 35.9 | 25.1 | 34.6 | 24.8 | 49.4167 | 0 | 22522623891.2876 | 5276174451.0627 | 6018.8104 | 19633864191.1502 | 20451941865.7814 | 29308 | 195149202.3286 | 1028.7517 | 37.9042 | 10.7585 | 27.8456 | 22.6347 | 9.1359 | 10.6518 | 8.8725 | 11.75 | 21.2028 | 12.3142 | 15.1141 | 18.2374 | 9.3622 | 13.8803 | 9.6238 | 9.6238 | 49.1667 | 9 | 22542939769.4384 | 3818041692.8588 | 6018.8104 | 18438078226.6303 | 5561247868.5364 | 6018.8104 | 487132930.2186 | 487132930.2186 | 5803.9016 | 967366292.9554 | 1077.9874 | 317.526 | 800.0508 | 650.9946 | 268.7455 | 305.3848 | 253.824 | 337.4271 | 605.9027 | 348.9627 | 436.374 | 522.4939 | 273.254 | 403.3517 | 281.0016 | 281.0016 | 187.9932 | 53.0881 | 138.5308 | 111.6673 | 44.9687 | 52.7117 | 43.9337 | 58.2615 | 105.0306 | 60.9239 | 74.8373 | 90.5181 | 46.1549 | 68.5682 | 47.5322 | 47.5322 | 97.6947 | 26.0328 | 79.147 | 51.888 | 21.5196 | 27.2081 | 20.7236 | 31.6697 | 53.3357 | 28.7166 | 39.6542 | 47.3133 | 24.668 | 35.7784 | 23.8385 | 23.8385 | 71095759.3903 | 69407798.2172 | 70540600.1702 | 68846099.7063 | 63421729.4236 | 64415624.1626 | 59514859.8535 | 52806498.3632 | 52508683.5187 | 66896866.5209 | 64333850.0794 | 80004054.3599 | 92332205.3435 | 85046814.4343 | 112450284.1078 | 111475759.7841 | 2560067219.4057 | 2489075743.3796 | 2534830991.975 | 2488946076.67 | 2294366121.8461 | 2358832346.0073 | 2164237106.0781 | 1913577742.1238 | 1906579820.4285 | 2446555500.8104 | 2365038598.2688 | 2912055238.5734 | 3369326917.5377 | 3107999555.5144 | 4098355047.44 | 4031382194.9988
TN_NASHVILLE-IAP_723270_TY3A | 36.12 | -86.68 | -9.6 | -7.1 | 34.9 | 23.8 | 33.5 | 23.7 | 77.75 | 0 | 22766024035.8832 | 5144603756.9262 | 5410.3971 | 23577445250.1699 | 24559838802.2604 | 29308 | 219099242.7514 | 1235.3828 | 41.9329 | 12.3002 | 30.8314 | 25.3554 | 10.2094 | 12.2143 | 9.9104 | 13.4558 | 23.4579 | 13.8699 | 16.8584 | 20.5914 | 10.8601 | 15.7074 | 11.0781 | 11.0781 | 77.25 | 9.6667 | 22803627958.3679 | 3585271833.1556 | 5410.3971 | 21603567501.4471 | 6926874386.4518 | 5410.3971 | 1052296647.5318 | 1052296647.5318 | 6274.5079 | 1233852652.5906 | 1318.6954 | 403.2083 | 980.3392 | 812.5031 | 335.0402 | 391.3686 | 313.2138 | 434.1324 | 740.6482 | 439.821 | 540.2447 | 658.9603 | 356.5037 | 508.6054 | 360.9771 | 360.9771 | 236.0311 | 69.3882 | 173.7532 | 142.7787 | 57.4131 | 68.7852 | 55.682 | 75.7732 | 132.4162 | 77.7815 | 95.0315 | 115.993 | 61.1748 | 88.4897 | 62.2024 | 62.2024 | 190.4369 | 57.2795 | 141.9427 | 125.0376 | 46.5999 | 65.9154 | 41.2465 | 72.2707 | 109.6341 | 68.6355 | 83.9079 | 103.7026 | 68.0256 | 84.8832 | 55.9295 | 55.9295 | 81804676.881 | 79127895.7263 | 80334040.0376 | 78197643.7943 | 70644252.0646 | 70878068.8875 | 68814231.3702 | 61230913.3936 | 60349783.1294 | 75798882.691 | 73040473.8698 | 88820176.4421 | 103623576.1847 | 93251300.3944 | 125342922.5306 | 122812575.9435 | 3435909527.0943 | 3312853666.7429 | 3393868095.1697 | 3267624095.6877 | 2999069633.5946 | 3000562344.9521 | 2948944799.3801 | 2622633260.7988 | 2591353767.5978 | 3251991333.0915 | 3132641755.1891 | 3797227843.6764 | 4455753133.939 | 3968310096.085 | 5388176425.3325 | 5299173360.2147
TX_DALLAS-FORT-WORTH-IAP_722590_TY3A | 32.9 | -97.02 | -5 | -2.6 | 38 | 23.6 | 37 | 23.7 | 164.5833 | 0 | 32430059076.2054 | 7824383310.8682 | 6068.8185 | 12508797686.3647 | 13029997589.9633 | 29308 | 131553433.3336 | 655.421 | 18.3722 | 14.6159 | 21.1961 | 14.4935 | 6.8559 | 7.1619 | 9.8739 | 8.1651 | 6.6982 | 12.5388 | 8.1015 | 8.788 | 5.2697 | 10.0665 | 6.0893 | 6.089 | 164 | 8.9167 | 32449112725.5765 | 5986234477.3761 | 6068.8185 | 11817601585.877 | 3443659301.6431 | 6068.8185 | 221283882.7506 | 221283882.7506 | 5057.1345 | 653189856.1033 | 483.1664 | 387.1895 | 561.697 | 392.3405 | 181.4769 | 192.4121 | 265.9566 | 215.2437 | 177.6463 | 335.2509 | 215.2161 | 236.7377 | 139.6459 | 270.8839 | 160.565 | 160.5585 | 91.1957 | 72.4796 | 105.2159 | 71.9096 | 33.9937 | 35.5734 | 48.9287 | 40.5173 | 33.2218 | 62.2959 | 40.1393 | 43.5629 | 26.07 | 49.9737 | 30.2119 | 30.2105 | 32.6202 | 28.1695 | 38.8699 | 31.2318 | 14.1792 | 14.037 | 21.7434 | 15.5279 | 11.6337 | 26.1645 | 15.2303 | 17.6606 | 9.4454 | 19.4125 | 10.2428 | 10.2424 | 121321333.8481 | 115701917.9554 | 105805267.3269 | 93521623.103 | 82906716.9542 | 60435577.5927 | 49820700.1391 | 46459044.6008 | 41850063.5539 | 39095581.4248 | 39301153.4565 | 33981731.9135 | 32906379.6201 | 29440520.3673 | 30106472.2653 | 28548923.9696 | 3974884956.3294 | 3787118345.8264 | 3484452641.7038 | 3099128278.4604 | 2776777840.9834 | 2024088852.7222 | 1676330590.8702 | 1566690586.0988 | 1406531943.8845 | 1314648687.2926 | 1323580689.0775 | 1130762036.6749 | 1096652569.8944 | 976202555.7337 | 1002623313.7603 | 950486641.9679
TX_HOUSTON-ELLINGTON-AFB_722436_TY3A | 29.57 | -95.09 | 0 | 2.2 | 35.6 | 25.7 | 34.7 | 25.7 | 67.5 | 0 | 37725216653.8238 | 8415211584.2077 | 6016.0194 | 4556935987.11 | 4746808319.9063 | 29308 | 44420146.3437 | 238.7689 | 6.1052 | 4.9608 | 7.127 | 5.1459 | 2.2876 | 2.4844 | 3.2593 | 2.7606 | 2.208 | 4.4193 | 2.5868 | 3.0036 | 1.754 | 3.4452 | 2.0748 | 2.0747 | 66.3333 | 2.5833 | 37762200231.1259 | 5904412658.3057 | 6016.0194 | 4327931858.846 | 1282547455.4442 | 6016.0194 | 59229266.0211 | 59229266.0211 | 3778.8486 | 222087986.2885 | 177.0385 | 145.0306 | 208.5294 | 152.9336 | 66.5932 | 73.6688 | 96.3668 | 80.3753 | 64.9692 | 130.1633 | 75.8285 | 88.8107 | 51.3837 | 102.3391 | 60.6904 | 60.6872 | 30.4786 | 24.7829 | 35.5236 | 25.6197 | 11.4149 | 12.3566 | 16.2208 | 13.7898 | 11.0035 | 22.0125 | 12.8907 | 14.9692 | 8.7561 | 17.1362 | 10.3623 | 10.3618 | 8.7634 | 7.5963 | 10.6228 | 8.6202 | 3.8784 | 3.9651 | 5.3757 | 4.1071 | 3.2345 | 6.7659 | 3.9289 | 4.6792 | 2.4613 | 5.1469 | 2.9317 | 2.9316 | 39121108.671 | 36647467.7616 | 33472497.865 | 29143839.3453 | 26886615.1039 | 17058073.7583 | 14319054.7378 | 13265298.2874 | 11910153.1432 | 10777117.205 | 10821545.1131 | 9596262.9012 | 9617565.732 | 8289235.9689 | 8725880.4939 | 8083292.7729 | 1363221516.1916 | 1274514208.8626 | 1169256250.6461 | 1020598769.7364 | 951033791.1096 | 593496245.4364 | 499774082.5956 | 464940635.2643 | 415510575.0678 | 376339306.3469 | 378480105.9439 | 334247705.2522 | 337623333.434 | 289055209.0126 | 305642078.2051 | 282816771.1632
TX_LUBBOCK-IAP_722670_TY3A | 33.67 | -101.82 | -8.9 | -6.7 | 37.2 | 19.3 | 35.9 | 19.7 | 91.9167 | 0 | 20109471575.9757 | 4877395178.5374 | 5395.8877 | 19593590498.7388 | 20409990102.8529 | 29308 | 218235632.6165 | 1026.6415 | 30.1575 | 23.9541 | 34.3767 | 23.7433 | 11.553 | 11.567 | 16.0196 | 13.5791 | 10.7548 | 21.0669 | 13.1496 | 14.4322 | 8.1876 | 16.2145 | 9.6345 | 9.634 | 91.1667 | 12.25 | 20133829529.0366 | 3537745301.4161 | 5395.8877 | 17773075890.6652 | 5806859877.8769 | 5395.8877 | 915045575.0172 | 915045575.0172 | 5821.868 | 1215384894.7218 | 807.0846 | 647.1411 | 929.2339 | 656.9167 | 311.8475 | 318.3731 | 438.533 | 363.4336 | 291.8515 | 574.1026 | 355.9268 | 396.6318 | 221.4598 | 447.0358 | 259.7078 | 259.695 | 167.7438 | 132.8525 | 190.712 | 130.9886 | 64.1157 | 63.9625 | 88.6066 | 75.4315 | 59.6608 | 116.6615 | 72.8941 | 79.5954 | 45.3435 | 89.4454 | 53.4238 | 53.4211 | 133.4608 | 97.1974 | 148.3159 | 103.9497 | 48.0189 | 51.5378 | 66.8599 | 51.691 | 46.8181 | 90.6696 | 53.9952 | 58.2923 | 33.3028 | 71.2862 | 37.0335 | 37.0318 | 197784816.0442 | 188402726.8472 | 172613875.2059 | 149577432.0934 | 130678612.8832 | 93521021.3773 | 75656065.3464 | 67734627.3802 | 62118750.5496 | 57510687.0556 | 58247099.3872 | 49542014.0792 | 49213635.15 | 42679588.4284 | 43920605.0374 | 40089549.7372 | 7182265046.212 | 6860717497.5022 | 6287417126.0158 | 5467091468.7948 | 4815423622.9695 | 3454994737.1178 | 2812733020.9492 | 2501952345.4416 | 2298767827.6962 | 2139786848.8277 | 2148416595.6996 | 1816840301.1484 | 1808470102.0994 | 1549152450.3652 | 1606843328.1334 | 1471960073.5492
UT_SALT-LAKE-CITY-IAP_725720_TY3A | 40.77 | -111.97 | -12.4 | -9.9 | 36.5 | 17.1 | 35.1 | 16.8 | 81.0833 | 0 | 13307723663.8032 | 3303670873.6078 | 4980.9839 | 33045726811.9456 | 34422632095.7767 | 29308 | 359974506.2838 | 1731.4905 | 94.6385 | 15.4311 | 55.8656 | 29.0829 | 34.6441 | 48.0496 | 46.516 | 40.0141 | 32.9036 | 33.4316 | 23.8969 | 39.6535 | 21.1269 | 18.476 | 6.1971 | 6.1971 | 80.8333 | 15.8333 | 13307840097.967 | 2386421038.3333 | 4980.9839 | 30032337412.0574 | 9840766461.2465 | 4980.9839 | 1297942946.6094 | 1297942946.6094 | 6739.2363 | 2206233310.6755 | 2588.2035 | 415.6219 | 1530.132 | 803.0725 | 957.4346 | 1333.4845 | 1278.9426 | 1104.117 | 914.5041 | 934.0987 | 655.8459 | 1111.6628 | 576.2239 | 519.1658 | 169.5717 | 169.5717 | 579.7572 | 94.863 | 341.9846 | 179.027 | 211.9198 | 293.935 | 284.9551 | 245.445 | 202.0517 | 204.8183 | 146.7211 | 243.7769 | 129.7973 | 113.3481 | 37.9303 | 37.9303 | 342.8418 | 45.9897 | 199.3007 | 107.9891 | 134.2317 | 183.6745 | 172.2567 | 156.485 | 128.6748 | 137.6076 | 83.9593 | 167.2692 | 74.1397 | 78.848 | 23.7316 | 23.7316 | 214059827.6047 | 141673680.7375 | 150720431.2688 | 139251455.3745 | 113822256.153 | 87468076.8908 | 75332113.7802 | 89558955.3312 | 83464014.1949 | 69144727.9721 | 63023740.8121 | 55058056.3107 | 46692185.7975 | 42823448.992 | 31721108.2875 | 30379086.584 | 7924621265.3382 | 5370339452.9667 | 5717336379.428 | 5325624687.6599 | 4408542961.9664 | 3467172021.2828 | 2967431917.1816 | 3538989555.8505 | 3316894509.8345 | 2778246778.7725 | 2501146409.2556 | 2145247159.1235 | 1890531866.7535 | 1724132062.1481 | 1306090173.8078 | 1213249589.3109
UT_ST-GEORGE_AWOS_724754_TY3A | 37.08 | -113.6 | -3 | -2.2 | 41.3 | 19 | 39.8 | 18.4 | 248 | 0 | 35378439273.8948 | 9984645334.011 | 6678.1515 | 10312380728.5106 | 10742063258.8652 | 29308 | 141147444.4768 | 540.3358 | 37.158 | 5.769 | 21.4774 | 11.8675 | 14.1068 | 19.2868 | 18.2078 | 16.1287 | 13.6285 | 14.4357 | 9.8436 | 17.1176 | 8.4168 | 8.1103 | 2.4787 | 2.4787 | 247.9167 | 9.5 | 35290975517.7316 | 8092388581.6672 | 6678.1515 | 9730793511.2536 | 2765659729.0383 | 6678.1515 | 110279500.7806 | 110279500.7806 | 4430.1655 | 639910454.1369 | 728.4189 | 113.4246 | 421.2299 | 231.9147 | 279.6232 | 381.0457 | 355.5548 | 320.2981 | 267.9385 | 287.9614 | 191.023 | 337.5796 | 164.565 | 161.6553 | 48.0723 | 48.0724 | 168.4727 | 26.1937 | 97.4164 | 53.8555 | 63.9391 | 87.4794 | 82.6997 | 72.882 | 61.8817 | 65.2702 | 44.7227 | 77.6535 | 38.0789 | 36.7529 | 11.223 | 11.223 | 29.6366 | 2.7746 | 17.0237 | 7.6055 | 12.629 | 16.571 | 15.0048 | 13.3507 | 10.5387 | 12.0307 | 7.3315 | 14.2353 | 6.8357 | 6.9039 | 2.2849 | 2.2849 | 83039878.8586 | 58365663.6282 | 62551856.2305 | 62351770.5063 | 50858026.0703 | 39818535.2595 | 33869801.6939 | 39889093.1116 | 38767038.2731 | 32722873.3816 | 29063884.3849 | 26695326.1079 | 22435822.1794 | 20503174.7534 | 15742563.7417 | 15659412.0061 | 2076364537.1733 | 1466479291.711 | 1572616161.5951 | 1577584208.5869 | 1290695967.8407 | 1016752347.1926 | 862966860.6252 | 1017070631.1264 | 979544344.9389 | 833712845.1114 | 739834846.3412 | 683320364.3155 | 569246249.0114 | 520521917.9729 | 401800949.997 | 405464130.7229
UT_VERNAL-AP_725705_TY3A | 40.43 | -109.52 | -20 | -17.5 | 33.9 | 15.9 | 32.6 | 15.5 | 33.75 | 0 | 8152988916.4146 | 1981621736.4168 | 4626.9781 | 40034079209.6941 | 41702165843.4311 | 29308 | 405105917.1749 | 2097.6578 | 105.3637 | 16.9345 | 62.5103 | 32.6164 | 40.5949 | 54.9737 | 53.7477 | 44.4077 | 39.2795 | 40.1129 | 29.1591 | 47.6688 | 25.4612 | 23.1067 | 7.4948 | 7.4948 | 33.6667 | 20 | 8145961329.2098 | 1377904636.6961 | 4626.9781 | 32897455237.4242 | 12425383090.8641 | 4626.9781 | 5075268573.6671 | 5075268573.6671 | 8358.0574 | 2606566046.8371 | 3235.4432 | 513.9867 | 1923.1333 | 1005.2546 | 1251.1796 | 1705.4124 | 1655.3734 | 1371.8307 | 1213.9069 | 1240.0869 | 892.4149 | 1476.2686 | 774.2191 | 717.6634 | 228.389 | 228.3892 | 677.4924 | 110.0409 | 401.7545 | 210.2666 | 260.1638 | 353.0375 | 345.9942 | 284.948 | 252.7392 | 256.5116 | 188.1522 | 306.9777 | 164.1377 | 148.2506 | 48.1464 | 48.1465 | 1346.5188 | 188.2629 | 783.2835 | 402.1402 | 562.7247 | 744.9921 | 658.6255 | 599.156 | 514.654 | 577.1342 | 346.3246 | 655.1277 | 295.4177 | 326.1933 | 91.3412 | 91.3412 | 242299152.6933 | 164703720.2502 | 177274654.1577 | 168521019.178 | 134297180.4361 | 107837333.879 | 93960874.9268 | 110205977.5705 | 107435754.8656 | 88129599.3976 | 78327677.5579 | 70011456.1877 | 58311699.8558 | 53255724.8039 | 39060788.9639 | 39862808.8062 | 12051855527.3807 | 8343420348.2022 | 8942507791.8991 | 8631120506.7383 | 6982177602.5438 | 5757499819.9084 | 4983276390.8876 | 5776533079.6043 | 5612345334.0919 | 4740770026.2118 | 4105084745.1337 | 3628144676.6899 | 3116078083.3974 | 2830774650.8533 | 2096449349.7777 | 2169586882.4362
VA_NORFOLK-IAP_723080_TY3A | 36.9 | -76.2 | -5.3 | -3.2 | 34.3 | 24.8 | 33 | 24.4 | 4.4167 | 0 | 9846044605.2804 | 2181775493.7635 | 5557.2416 | 28788838909.1077 | 29988373863.6538 | 29308 | 259830388.9317 | 1508.4432 | 29.3607 | 5.0341 | 10.0947 | 13.8001 | 4.4012 | 8.3018 | 4.4537 | 10.4342 | 6.4208 | 14.1594 | 4.9964 | 7.2758 | 4.5306 | 7.1031 | 8.042 | 8.042 | 4.25 | 10.3333 | 9860013663.9934 | 1467382376.2636 | 5557.2416 | 27116642894.8333 | 7719134497.6643 | 5557.2416 | 604248874.7672 | 604248874.7672 | 5427.8787 | 1426484629.4899 | 912.6565 | 151.1801 | 312.8456 | 423.1191 | 133.2041 | 252.5803 | 136.6717 | 318.3379 | 198.3491 | 436.0385 | 150.6524 | 224.6875 | 141.5494 | 220.821 | 251.2388 | 251.2388 | 163.0449 | 27.6905 | 55.8546 | 76.3099 | 24.2678 | 45.9107 | 24.4993 | 57.5951 | 35.5336 | 78.1265 | 27.5116 | 40.2965 | 25.1014 | 39.3785 | 44.5462 | 44.5462 | 84.827 | 12.4374 | 26.8614 | 36.7133 | 11.2038 | 18.4461 | 10.045 | 22.7145 | 16.784 | 34.9225 | 12.041 | 19.5714 | 11.8204 | 21.2668 | 18.8064 | 18.8064 | 259349421.2917 | 251308280.4824 | 245416013.8457 | 179262667.8271 | 166041590.8836 | 144450181.6138 | 135403207.4514 | 99359144.7602 | 87311788.7668 | 72955028.0081 | 87168867.8134 | 69051458.9929 | 70680273.0156 | 0 | 0 | 0 | 9721024537.8439 | 9445038639.9861 | 9276572498.8741 | 6823980169.8511 | 6338960340.8507 | 5600138561.6887 | 5265594373.0949 | 3880938986.2189 | 3397334279.8895 | 2884290375.8198 | 3406655470.9492 | 2716445072.8253 | 2808470316.2998 | 0 | 0 | 0
VT_BURLINGTON-IAP_726170_TY3A | 44.47 | -73.15 | -22.1 | -19.3 | 31.4 | 21.9 | 29.7 | 21.1 | 0.083333 | 0 | 819253480.4898 | 187516379.8149 | 5587.7171 | 64981921727.4963 | 67689501799.4756 | 29308 | 644496456.3797 | 3404.845 | 49.8495 | 1.3316 | 1.9667 | 0.58486 | 1.9547 | 0.34828 | 0.27463 | 0.3945 | 0.77921 | 0.44411 | 6.9784 | 4.3448 | 3.603 | 0.62304 | 0.99852 | 0.99852 | 0.083333 | 27.8333 | 821191947.6417 | 131973146.0446 | 5587.7171 | 50029671540.8235 | 18400404974.2511 | 5587.7171 | 12355225139.3505 | 12355225139.3505 | 9829.5399 | 3383315993.1127 | 1436.4044 | 37.6239 | 58.3535 | 17.2749 | 58.22 | 10.1937 | 7.5226 | 11.0165 | 21.7272 | 13.3904 | 205.5886 | 127.3903 | 102.2997 | 18.2613 | 29.6379 | 29.6379 | 263.6316 | 6.972 | 10.4857 | 3.1032 | 10.305 | 1.823 | 1.4248 | 2.038 | 4.155 | 2.4199 | 37.3041 | 22.9871 | 18.7881 | 3.2918 | 5.3696 | 5.3696 | 950.3296 | 26.8518 | 34.8704 | 10.8686 | 42.2525 | 7.4905 | 4.1785 | 8.2656 | 9.188 | 5.6764 | 123.1206 | 76.5398 | 75.5213 | 10.2732 | 15.7562 | 15.7562 | 0 | 0 | 0 | 0 | 0 | 0 | 0 | 0 | 0 | 0 | 0 | 0 | 182819.0977 | 136411.2578 | 31356.9402 | 31041.0436 | 0 | 0 | 0 | 0 | 0 | 0 | 0 | 0 | 0 | 0 | 0 | 0 | 9169561.5513 | 8094447.3008 | 2366404.2255 | 2342591.3628
WA_SEATTLE-TACOMA-IAP_727930_TY3A | 47.47 | -122.32 | -3.8 | -1.3 | 29.6 | 18.4 | 27.6 | 17.6 | 11.1667 | 0 | 1799985830.4552 | 387438785.7502 | 3267.1765 | 26484539572.8575 | 27588062055.0598 | 29308 | 172939157.947 | 1387.7052 | 7.4476 | 6.9005 | 4.6164 | 4.5887 | 4.7122 | 9.8673 | 8.3554 | 8.0961 | 2.314 | 2.2257 | 7.9466 | 2.8638 | 5.1141 | 7.7511 | 7.6232 | 7.6232 | 11.1667 | 18.25 | 1810248501.0015 | 238336170.6809 | 3267.1765 | 24049830837.0927 | 6392280216.6209 | 3267.1765 | 1181937905.7406 | 1181937905.7406 | 4749.5635 | 1555752029.7534 | 272.5185 | 257.6548 | 176.8757 | 176.324 | 180.1743 | 375.3655 | 316.5369 | 307.3528 | 87.4353 | 85.5673 | 301.0658 | 108.0968 | 193.6643 | 295.7856 | 289.5679 | 289.5677 | 66.8989 | 62.3943 | 42.0802 | 41.8679 | 42.9308 | 89.6181 | 75.8451 | 73.4914 | 20.9303 | 20.2865 | 72.1393 | 25.8815 | 46.3675 | 70.1954 | 69.4301 | 69.43 | 48.2282 | 48.3683 | 35.3194 | 35.9804 | 35.9048 | 73.9617 | 60.8498 | 60.3504 | 18.1017 | 18.0822 | 57.745 | 22.1618 | 38.2263 | 63.1408 | 52.0021 | 52.0024 | 31509893.1503 | 26874423.2964 | 20081428.8389 | 14571263.5357 | 12577091.1621 | 9802784.0632 | 13161481.4948 | 14066890.7867 | 14023690.2781 | 13011244.4382 | 8069162.2613 | 11269668.717 | 11186382.9227 | 9207087.2046 | 10518762.2242 | 10349871.7228 | 1699419007.3991 | 1433969350.147 | 1090571128.7799 | 786812309.6737 | 692440476.5713 | 536364572.1924 | 711566100.5765 | 766497605.4248 | 757162750.1611 | 717344525.9909 | 430236372.978 | 621175592.8266 | 607885456.9801 | 496565381.9235 | 576904914.2019 | 561371447.5742
WA_SPOKANE-IAP_727850_TY3A | 47.49 | -117.59 | -15.2 | -11.7 | 33.8 | 17.2 | 32 | 16.5 | 32.5833 | 0 | 4917034499.8226 | 1168806341.354 | 4066.6019 | 51570613878.8846 | 53719389457.1714 | 29308 | 458291703.3394 | 2702.1354 | 19.8712 | 20.0302 | 12.8761 | 12.6788 | 13.2456 | 27.355 | 23.2176 | 22.458 | 6.3787 | 6.2899 | 22.3702 | 7.8968 | 14.4807 | 21.1665 | 21.6648 | 21.6648 | 32.5833 | 21.0833 | 4911247646.3716 | 805848349.9099 | 4066.6019 | 41109460300.9853 | 13958628212.8798 | 4066.6019 | 7768458674.7832 | 7768458674.7832 | 7478.1667 | 3324604850.7811 | 597.8176 | 614.0301 | 397.8845 | 394.5574 | 410.0801 | 843.9788 | 718.751 | 690.8976 | 195.7657 | 193.1593 | 688.08 | 241.7767 | 445.3816 | 652.9311 | 667.1284 | 667.1277 | 143.6078 | 146.9547 | 92.7962 | 91.9913 | 95.9291 | 197.6658 | 168.7527 | 162.2151 | 46.1305 | 45.0707 | 161.5814 | 57.0493 | 104.7968 | 152.6296 | 156.3381 | 156.338 | 323.0073 | 311.5134 | 272.2516 | 259.0198 | 269.8104 | 550.0274 | 441.8315 | 448.5599 | 123.5151 | 136.866 | 444.6288 | 148.3393 | 283.725 | 426.3317 | 445.251 | 445.2484 | 87007177.3079 | 75849211.073 | 57353399.52 | 42864777.8561 | 35552455.5858 | 28467899.1979 | 37485801.7893 | 39824917.8486 | 40605415.7706 | 36557236.4908 | 23471863.8202 | 32111697.5096 | 31751497.5698 | 26326630.6671 | 30160117.1035 | 29917660.3141 | 4888369898.748 | 4260149095.7936 | 3248177104.6613 | 2474185003.602 | 2089603191.1397 | 1695340802.3238 | 2194730813.2057 | 2347477079.1165 | 2387447399.4705 | 2161469464.7857 | 1359931918.8075 | 1898753606.1195 | 1854727887.6936 | 1548395520.6287 | 1767247378.0562 | 1749374742.0992
WI_MILWAUKEE-MITCHELL-IAP_726400_TY3A | 42.95 | -87.9 | -18.6 | -16 | 32.2 | 23.5 | 30.3 | 22.4 | 3.6667 | 0 | 6384537192.9411 | 1365252454.0134 | 5737.9263 | 62994735020.7682 | 65619515646.6335 | 29308 | 599158689.8009 | 3300.7228 | 85.5356 | 76.3316 | 98.3404 | 74.5646 | 54.188 | 44.0727 | 26.7797 | 49.2949 | 63.6617 | 39.5577 | 45.5719 | 28.1917 | 46.704 | 62.9949 | 45.6331 | 45.6331 | 3.6667 | 43 | 6410292976.1575 | 805643637.188 | 5737.9263 | 47930811276.5109 | 17870088639.6554 | 5737.9263 | 12691250638.458 | 12691250638.458 | 9310.4406 | 3095455974.4699 | 2573.605 | 2286.322 | 2926.5924 | 2240.9152 | 1621.51 | 1320.2369 | 804.3759 | 1460.8673 | 1925.3296 | 1207.5034 | 1372.6506 | 848.2628 | 1391.1049 | 1892.6668 | 1374.888 | 1374.8882 | 443.06 | 394.3719 | 506.0402 | 385.5871 | 279.4228 | 227.6685 | 137.9995 | 252.4365 | 329.463 | 204.575 | 234.8807 | 145.5361 | 238.3771 | 324.9317 | 235.0414 | 235.0415 | 1762.1576 | 1684.0082 | 2212.5204 | 1646.6111 | 1216.4968 | 936.1611 | 591.7278 | 1224.396 | 1399.0467 | 887.7136 | 1051.1372 | 606.1665 | 1210.7974 | 1411.9205 | 1018.0489 | 1018.0489 | 429762751.4098 | 415549603.0574 | 386593483.6123 | 312298171.9945 | 265253195.5904 | 217594063.439 | 199864870.3518 | 121638891.0588 | 116009534.3178 | 107527346.0733 | 94170122.4253 | 86562508.2932 | 73269186.4539 | 63360479.8872 | 72757640.288 | 88261262.5388 | 24020850940.002 | 23439621236.9675 | 21734623971.5848 | 17842782523.0008 | 15112102346.3637 | 12523712581.5481 | 11396331104.2039 | 6868951908.8231 | 6749065826.3912 | 6366589045.7639 | 5535690411.0663 | 4971929902.643 | 4288088030.4829 | 3762927055.9517 | 4280621706.2501 | 5192935267.3332
WI_RHINELANDER-ONEIDA_727415_TY3A | 45.63 | -89.47 | -26 | -22.6 | 30.1 | 21.1 | 28 | 19.9 | 2.0833 | 0 | 4433898224.8103 | 993692230.6353 | 6092.4543 | 73531840012.8643 | 76595666680.0673 | 29308 | 818663374.4524 | 3852.8334 | 117.3394 | 104.1259 | 134.1974 | 102.1954 | 74.0976 | 59.8993 | 36.4941 | 66.6733 | 87.1683 | 53.8168 | 62.5373 | 38.2076 | 63.9207 | 85.6555 | 62.516 | 62.516 | 2.0833 | 31.75 | 4451373456.4719 | 623229453.4359 | 6092.4543 | 47082316743.4779 | 19292342864.9699 | 6092.4543 | 23556320126.4022 | 23556320126.4022 | 10512.1044 | 3856929064.3996 | 2763.488 | 2435.3465 | 3128.347 | 2379.563 | 1705.0007 | 1406.0116 | 854.4746 | 1545.4488 | 2019.38 | 1246.932 | 1449.7406 | 900.2483 | 1457.1143 | 1991.5496 | 1446.1692 | 1446.1694 | 551.8214 | 489.2833 | 629.8516 | 479.7588 | 346.0958 | 281.1139 | 170.8785 | 312.203 | 407.9146 | 251.8017 | 292.3561 | 179.1417 | 296.5725 | 401.2417 | 291.2605 | 291.2605 | 3392.4602 | 3150.4807 | 4076.1908 | 3130.8453 | 2340.3753 | 1775.2641 | 1126.1338 | 2142.2123 | 2766.6215 | 1723.408 | 1985.747 | 1144.7333 | 2201.5055 | 2670.2348 | 1992.2849 | 1992.285 | 586429848.2485 | 566531778.4802 | 524590017.3515 | 422155004.3376 | 362505159.0193 | 296299124.5273 | 273522856.1652 | 168851327.9369 | 159232471.9644 | 147599624.7276 | 129768005.561 | 122140389.0764 | 101544534.4704 | 89562656.195 | 101411757.7668 | 124580554.2119 | 33335703371.8942 | 32487917429.6731 | 29717655874.681 | 24423428724.3494 | 21140163422.3395 | 17355560887.4491 | 16217506298.1841 | 10038703065.2998 | 9612587878.2291 | 9171470126.1063 | 7881929988.5883 | 7364850315.6581 | 6137544856.1457 | 5394339659.055 | 6170061464.9838 | 7581350513.2387
WV_CHARLESTON-YEAGER-AP_724140_TY3A | 38.38 | -81.58 | -12.2 | -9.2 | 32.9 | 22.7 | 31.7 | 22.6 | 66.5 | 0 | 14080639213.0181 | 3006448448.1517 | 4756.0166 | 34358836072.1648 | 35790454241.8383 | 29308 | 292881875.821 | 1800.2932 | 36.9629 | 47.6131 | 50.0804 | 19.8855 | 11.4591 | 9.8916 | 16.4889 | 33.8076 | 12.3647 | 23.021 | 16.8921 | 10.9098 | 21.136 | 16.6725 | 19.1994 | 19.1994 | 65.5 | 65.75 | 14120285579.9872 | 1967673957.4785 | 4756.0166 | 27769122545.5415 | 9262928729.2609 | 4756.0166 | 5085561834.5615 | 5085561834.5615 | 6889.3493 | 1798130807.7771 | 1164.7931 | 1508.6242 | 1594.3649 | 632.9894 | 362.9308 | 318.2922 | 530.0365 | 1077.7626 | 390.7913 | 744.0532 | 536.1131 | 346.5218 | 670.8075 | 524.8497 | 610.209 | 610.209 | 226.2444 | 291.0772 | 305.5812 | 122.3269 | 70.0406 | 60.8207 | 101.2414 | 207.1535 | 75.2795 | 141.4129 | 103.443 | 66.6927 | 129.1184 | 100.9301 | 117.4314 | 117.4314 | 669.933 | 895.1523 | 963.0679 | 331.5516 | 207.586 | 163.6857 | 304.6705 | 607.6974 | 240.2654 | 408.567 | 303.4936 | 201.3512 | 399.6086 | 359.8314 | 362.1551 | 362.1551 | 175285.3251 | 194692114.6432 | 171669096.9317 | 104893154.2109 | 95159042.9275 | 97905215.816 | 75641149.9456 | 47150997.8507 | 48324592.824 | 56543295.4925 | 24617972.9927 | 24521491.6244 | 31071837.8665 | 29078027.0807 | 29296548.4101 | 25998408.2107 | 8866967.7942 | 10514783704.0926 | 9228073525.3072 | 5741171378.4298 | 5152430477.3897 | 5522885399.2519 | 4240169161.1162 | 2721118253.8223 | 2789996831.2808 | 3168887361.8631 | 1410688538.7125 | 1314367177.4611 | 1754618037.9464 | 1623059592.1334 | 1705874044.6784 | 1538790090.5099
WV_MORGANTOWN-HART-FIELD_724176_TY3A | 39.65 | -79.92 | -13.7 | -11 | 32.1 | 22.2 | 30.8 | 21.8 | 12.5833 | 0 | 8323301476.0457 | 1726058405.1271 | 4517.627 | 35585383101.4088 | 37068107397.3008 | 29308 | 291757156.1959 | 1864.5603 | 36.5561 | 47.5157 | 48.9095 | 19.7971 | 11.2483 | 9.5272 | 15.9379 | 32.7115 | 12.2483 | 22.1817 | 16.9906 | 10.8667 | 20.8083 | 16.399 | 18.4043 | 18.4043 | 12.25 | 95.8333 | 8357634011.6688 | 1014361342.7495 | 4517.627 | 27732388547.5565 | 9379618469.0061 | 4517.627 | 6259214776.8753 | 6259214776.8753 | 7347.7416 | 1870280714.2657 | 1173.7098 | 1524.8568 | 1582.5287 | 645.842 | 364.0884 | 315.6615 | 505.0831 | 1067.4391 | 392.4699 | 724.7176 | 544.4505 | 348.1421 | 674.6672 | 515.6238 | 590.8195 | 590.8195 | 233.7999 | 303.1228 | 312.9073 | 127.6267 | 72.1666 | 62.0163 | 101.4068 | 210.7888 | 77.9524 | 143.084 | 108.1999 | 69.3485 | 133.0796 | 103.1015 | 117.5538 | 117.5538 | 804.4839 | 1098.8848 | 1113.3659 | 406.6801 | 247.9268 | 177.7563 | 379.6458 | 704.1495 | 291.5805 | 464.6101 | 393.2465 | 247.0584 | 476.0631 | 436.341 | 418.5798 | 418.5798 | 226201.7754 | 194471089.141 | 162347308.5205 | 100987671.6294 | 90127769.6337 | 92360055.2038 | 72556761.7175 | 49861620.9227 | 48243272.5434 | 56782156.5486 | 23556808.7246 | 27307428.8077 | 32900759.3173 | 33334279.6586 | 30656994.0096 | 27334147.95 | 15002691.3641 | 11322125356.3101 | 9251471159.0653 | 6004383576.0979 | 5370703905.9302 | 5511718483.0756 | 4536838659.2475 | 3354034436.6751 | 3237204706.1459 | 3734677499.101 | 1574840517.7514 | 1994938785.9837 | 2295877063.713 | 2372574254.0338 | 2049389035.1535 | 1907235906.1588
WY_CHEYENNE-MUNI-AP_725640_TY3A | 41.15 | -104.8 | -19.8 | -16.2 | 32 | 14.6 | 30.4 | 14.3 | 0.33333 | 0 | 2652135840.8755 | 619571384.3814 | 4925.5267 | 56016021571.3898 | 58350022470.1978 | 29308 | 603401288.4888 | 2935.0605 | 117.3479 | 81.9843 | 100.409 | 70.3734 | 45.4626 | 81.8739 | 73.3186 | 62.8069 | 79.5435 | 78.8903 | 30.4325 | 79.6168 | 39.8496 | 70.6186 | 52.4991 | 52.4991 | 0.33333 | 26.6667 | 2655837208.7228 | 360922615.7426 | 4925.5267 | 44154847407.8279 | 15737340828.7747 | 4925.5267 | 9108568564.6007 | 9108568564.6007 | 8617.5824 | 3511502481.1529 | 3060.8244 | 2147.7269 | 2651.4274 | 1850.3966 | 1192.8359 | 2158.4421 | 1929.3264 | 1645.2741 | 2077.6834 | 2057.1849 | 790.1202 | 2086.9938 | 1041.345 | 1840.4372 | 1367.7919 | 1367.7922 | 682.9835 | 477.6628 | 586.1464 | 409.579 | 264.9176 | 477.3493 | 427.5336 | 365.5523 | 462.5202 | 457.867 | 177.4344 | 463.6375 | 232.2407 | 409.6692 | 304.601 | 304.601 | 1772.4293 | 1250.7096 | 1521.2231 | 1109.8483 | 678.8152 | 1291.6958 | 1144.8102 | 997.9746 | 1243.438 | 1264.114 | 462.4425 | 1252.4683 | 637.6043 | 1156.7441 | 863.2425 | 863.2429 | 21422491.3514 | 16307623.1753 | 9327003.2673 | 6901955.0012 | 4304508.1302 | 2212675.7334 | 1693507.6001 | 2025078.3336 | 1054483.7843 | 1302698.7684 | 1635718.9216 | 1563767.4876 | 1759389.1364 | 1471146.107 | 1068181.5472 | 1446205.8607 | 990171147.1562 | 755627013.4855 | 448774587.1277 | 328518986.8905 | 210790377.0505 | 109494739.6075 | 85173649.7149 | 108679650.773 | 54109698.461 | 70534654.842 | 91073652.7315 | 75284666.002 | 90370121.1434 | 84057693.2286 | 52112879.6188 | 78809443.6133
WY_JACKSON-HOLE_725776_TY3A | 43.6 | -110.73 | -26.3 | -22.8 | 29 | 13.1 | 27.5 | 12.5 | 0 | 0 | 873022794.301 | 211297398.6561 | 5732.681 | 65551432285.0917 | 68282741963.6374 | 29308 | 821828607.2432 | 3434.6856 | 160.0372 | 110.2936 | 136.859 | 93.312 | 60.5956 | 108.4202 | 96.3798 | 83.2852 | 105.9919 | 103.0593 | 39.7062 | 104.706 | 51.2118 | 91.9813 | 67.8974 | 67.8974 | 0 | 31.25 | 871451226.8357 | 125826615.1868 | 5732.681 | 50570526731.5182 | 19679441008.0573 | 5732.681 | 11771954785.5489 | 11771954785.5489 | 9846.3083 | 4178127787.0284 | 3824.6782 | 2638.5429 | 3274.2032 | 2234.1263 | 1466.8924 | 2597.3254 | 2316.817 | 1995.7725 | 2534.6748 | 2474.856 | 950.4604 | 2517.1974 | 1230.4759 | 2204.6427 | 1638.1862 | 1638.1864 | 812.9429 | 559.5579 | 693.0942 | 472.4187 | 307.5815 | 549.2602 | 488.1431 | 422.477 | 538.0643 | 522.7946 | 201.3659 | 530.7348 | 259.2515 | 467.0497 | 344.5139 | 344.5139 | 2301.7032 | 1649.3226 | 2039.9016 | 1488.3895 | 851.9935 | 1703.7512 | 1482.1743 | 1305.5059 | 1636.9885 | 1599.9352 | 601.3589 | 1619.2971 | 842.6295 | 1485.896 | 1065.0119 | 1065.0126 | 30413683.4671 | 22811532.5827 | 12590007.3226 | 9486366.0942 | 6039033.4927 | 2735327.7935 | 2347626.5354 | 2462678.8526 | 1262749.6508 | 1643427.7032 | 2091640.1395 | 1804317.0753 | 2017320.83 | 1853530.9025 | 1409321.3821 | 1647688.179 | 1303310698.5461 | 979577199.1398 | 561132107.202 | 412377373.5611 | 276730275.3144 | 129209879.7086 | 106714632.5061 | 122524521.5498 | 59737147.1531 | 85871298.7957 | 108689476.8562 | 85216395.9052 | 98775115.8196 | 92546038.4235 | 65581112.5845 | 80721934.4694

## TY3A_REP_CITIES
State | City | County | File Name | County Population |  | IECC Climate Zone | BA Climate Zone | Region
AL | Birmingham | Jefferson | AL_BIRMINGHAM-MUNI-AP_722280_TY3A | 658573 | Jefferson County, Alabama | 3 | Mixed-Humid | Southeast
AL | Mobile | Mobile | AL_MOBILE-RGNL-AP_722230_TY3A | 413210 | Mobile County, Alabama | 2 | Hot-Humid | Southeast
AR | Fayetteville | Washington | AR_FAYETTEVILLE-DRAKE-FIELD_723445_TY3A | 239187 | Washington County, Arkansas | 4 | Mixed-Humid | Southeast
AR | Little-Rock | Pulaski | AR_LITTLE-ROCK-AFB_723405_TY3A | 391911 | Pulaski County, Arkansas | 3 | Mixed-Humid | Southeast
AZ | Flagstaff | Coconino | AZ_FLAGSTAFF-PULLIAM-AP_723755_TY3A | 143476 | Coconino County, Arizona | 5 | Cold | Southwest
AZ | Kingman | Mohave | AZ_KINGMAN(AMOS)_723700_TY3A | 212181 | Mohave County, Arizona | 3 | Hot-Dry | Southwest
AZ | Phoenix | Maricopa | AZ_PHOENIX-SKY-HARBOR-IAP_722780_TY3A | 4485414 | Maricopa County, Arizona | 2 | Hot-Dry | Southwest
AZ | Prescott | Yavapai | AZ_PRESCOTT-LOVE-FIELD_723723_TY3A | 235099 | Yavapai County, Arizona | 4 | Mixed-Dry | Southwest
CA | Bishop | Inyo | CA_BISHOP-AP_724800_TY3A | 18039 | Inyo County, California | 5 | Cold | Pacific
CA | Crescent City | Del Norte | CA_CRESCENT-CITY-FAA-AP_725946_TY3A | 27812 | Del Norte County, California | 4 | Marine | Pacific
CA | Imperial | Imperial | CA_IMPERIAL_747185_TY3A | 181215 | Imperial County, California | 2 | Hot-Dry | Pacific
CA | Los-Angeles | Los Angeles | CA_LOS-ANGELES-IAP_722950_TY3A | 10039107 | Los Angeles County, California | 3 | Marine | Pacific
CA | Sacramento | Sacramento | CA_SACRAMENTO-METRO-AP_724839_TY3A.DDY | 1552058 | Sacramento County, California | 3 | Hot-Dry | Pacific
CA | San-Jose | Santa Clara | CA_SAN-JOSE-IAP_724945_TY3A | 1927852 | Santa Clara County, California | 3 | Marine | Pacific
CO | Alamosa | Alamosa | CO_ALAMOSA-SAN-LUIS-VAL-RGNL_724620_TY3A | 16233 | Alamosa County, Colorado | 6 | Cold | Rocky Mountains
CO | Aspen | Pitkin | CO_ASPEN-PITKIN-CO-SAR_724676_TY3A | 17767 | Pitkin County, Colorado | 7 | Very Cold | Rocky Mountains
CO | Denver | Denver | CO_DENVER-IAP_725650_TY3A | 727211 | Denver County, Colorado | 5 | Cold | Rocky Mountains
CO | Trinidad | Las Animas | CO_TRINIDAD-LAS-ANIMAS-CO-AP_724645_TY3A | 14506 | Las Animas County, Colorado | 4 | Cold | Rocky Mountains
CT | Bridgeport | Fairfield | CT_BRIDGEPORT-SIKORSKY-MEM_725040_TY3A | 943332 | Fairfield County, Connecticut | 5 | Cold | Northeast
DE | Wilmington | New Castle | DE_WILMINGTON-NEWCASTLE-CO-AP_724089_TY3A | 558753 | New Castle County, Delaware | 4 | Mixed-Humid | Southeast
FL | Jacksonville | Duval | FL_JACKSONVILLE-IAP_722060_TY3A | 957755 | Duval County, Florida | 2 | Hot-Humid | Southeast
FL | Miami | Miami-Dade | FL_MIAMI-IAP_722020_TY3A | 2716940 | Miami-Dade County, Florida | 1 | Hot-Humid | Southeast
GA | Atlanta | Fulton | GA_ATLANTA-HARTSFIELD-IAP_722190_TY3A | 1063937 | Fulton County, Georgia | 3 | Mixed-Humid | Southeast
GA | Rome | Floyd | GA_ROME-R-B-RUSSELL-AP_723200_TY3A | 98498 | Floyd County, Georgia | 4 | Mixed-Humid | Southeast
GA | Savannah | Chatham | GA_SAVANNAH-IAP_722070_TY3A | 289430 | Chatham County, Georgia | 2 | Hot-Humid | Southeast
IA | Des-Moines | Des Moines | IA_DES-MOINES-IAP_725460_TY3A | 38967 | Des Moines County, Iowa | 5 | Cold | Midwest
IA | Sioux-City | Woodbury | IA_SIOUX-CITY-SIOUX-GATEWAY-AP_725570_TY3A | 103107 | Woodbury County, Iowa | 6 | Cold | Midwest
ID | Boise | Ada | ID_BOISE-AIR-TERMINAL_726810_TY3A | 481587 | Ada County, Idaho | 5 | Cold | Rocky Mountains
ID | Idaho-Falls | Bonneville | ID_IDAHO-FALLS-FANNING-FIELD_725785_TY3A | 119062 | Bonneville County, Idaho | 6 | Cold | Rocky Mountains
IL | Belleville | St Clair | IL_BELLEVILLE-SCOTT-AFB_724338_TY3A | 89512 | St Clair County, Alabama | 4 | Mixed-Humid | Midwest
IL | Chicago | Cook | IL_CHICAGO-MIDWAY-AP_725340_TY3A | 5150233 | Cook County, Illinois | 5 | Cold | Midwest
IN | Evansville | Vanderburgh | IN_EVANSVILLE-RGNL-AP_724320_TY3A | 181451 | Vanderburgh County, Indiana | 4 | Mixed-Humid | Midwest
IN | Indianapolis | Marion | IN_INDIANAPOLIS-IAP_724380_TY3A | 964582 | Marion County, Indiana | 5 | Cold | Midwest
KS | Hays | Ellis | KS_HAYS-MUNI(AWOS)_724518_TY3A | 28553 | Ellis County, Kansas | 5 | Cold | Midwest
KS | Wichita | Sedgwick | KS_WICHITA-MID-CONTINENT-AP_724500_TY3A | 516042 | Sedgwick County, Kansas | 4 | Mixed-Humid | Midwest
KY | Louisville | Jefferson | KY_LOUISVILLE-BOWMAN-FIELD_724235_TY3A | 766757 | Jefferson County, Kentucky | 4 | Mixed-Humid | Southeast
LA | New-Orleans | Orleans | LA_NEW-ORLEANS-IAP_722310_TY3A | 390144 | Orleans Parish, Louisiana | 2 | Hot-Humid | Southeast
LA | Shreveport | Bossier | LA_SHREVEPORT-DOWNTOWN_722484_TY3A | 127039 | Bossier Parish, Louisiana | 3 | Hot-Humid | Southeast
MA | Boston | Suffolk | MA_BOSTON-LOGAN-IAP_725090_TY3A | 803907 | Suffolk County, Massachusetts | 5 | Cold | Northeast
MD | Baltimore | Baltimore | MD_BALTIMORE-BLT-WASHNGTN-IAP_724060_TY3A | 827370 | Baltimore County, Maryland | 4 | Mixed-Humid | Southeast
ME | Portland | Cumberland | ME_PORTLAND-INTL-JETPORT_726060_TY3A | 295003 | Cumberland County, Maine | 6 | Cold | Northeast
ME | Presque-Isle | Aroostook | ME_PRESQUE-ISLE-MUNI-AP_727130_TY3A | 67055 | Aroostook County, Maine | 7 | Very Cold | Northeast
MI | Detroit | Wayne | MI_DETROIT-CITY-AP_725375_TY3A | 1749343 | Wayne County, Michigan | 5 | Cold | Midwest
MI | Houghton | Roscommon | MI_HOUGHTON-LAKE-ROSCOMMON-AP_726380_TY3A | 24019 | Roscommon County, Michigan | 7 | Very Cold | Midwest
MI | Traverse-City | Grand Traverse | MI_TRAVERSE-CITY-CHERRY-CAP_726387_TY3A | 93088 | Grand Traverse County, Michigan | 6 | Cold | Midwest
MN | Duluth | St Louis | MN_DULUTH-IAP_727450_TY3A | 199070 | St Louis County, Minnesota | 7 | Very Cold | Midwest
MN | Minneapolis | Hennepin | MN_MINNEAPOLIS-ST-PAUL-IAP_726580_TY3A | 1265843 | Hennepin County, Minnesota | 6 | Cold | Midwest
MO | Kansas-City | Jackson | MO_KANSAS-CITY-DOWNTOWN-AP_724463_TY3A | 703011 | Jackson County, Missouri | 4 | Mixed-Humid | Rocky Mountains
MO | St.-Joseph | Buchanan | MO_ST-JOSEPH-ROSECRANS-MEM_724490_TY3A | 87364 | Buchanan County, Missouri | 5 | Cold | Rocky Mountains
MS | Gulfport | Harrison | MS_GULFPORT-BILOXI-IAP_747685_TY3A | 208080 | Harrison County, Mississippi | 2 | Hot-Humid | Southeast
MS | Jackson | Hinds | MS_JACKSON-IAP_722350_TY3A | 231840 | Hinds County, Mississippi | 3 | Hot-Humid | Southeast
MT | Billings | Yellowstone | MT_BILLINGS-LOGAN-IAP_726770_TY3A | 161300 | Yellowstone County, Montana | 6 | Cold | Rocky Mountains
NC | Charlotte | Mecklenburg | NC_CHARLOTTE-DOUGLAS-IAP_723140_TY3A | 1110356 | Mecklenburg County, North Carolina | 3 | Mixed-Humid | Southeast
NC | Raleigh | Wake | NC_RALEIGH-DURHAM-IAP_723060_TY3A | 1111761 | Wake County, North Carolina | 4 | Mixed-Humid | Southeast
ND | Bismark | Burleigh | ND_BISMARCK-MUNI-AP_727640_TY3A | 95626 | Burleigh County, North Dakota | 6 | Cold | Midwest
ND | Fargo | Cass | ND_FARGO-HECTOR-IAP_727530_TY3A | 181923 | Cass County, North Dakota | 7 | Very Cold | Midwest
NE | Omaha | Douglas | NE_OMAHA_725530_TY3A | 571327 | Douglas County, Nebraska | 5 | Cold | Midwest
NH | Concord | Merrimack | NH_CONCORD-MUNI-AP_726050_TY3A | 151391 | Merrimack County, New Hampshire | 6 | Cold | Northeast
NH | Manchester | Hillsborough | NH_MANCHESTER-AP_743945_TY3A | 417025 | Hillsborough County, New Hampshire | 5 | Cold | Northeast
NJ | Newark | Essex | NJ_NEWARK-IAP_725020_TY3A | 798975 | Essex County, New Jersey | 4 | Mixed-Humid | Northeast
NJ | Trenton | Mercer | NJ_TRENTON-MERCER-CO-AP_724095_TY3A | 367430 | Mercer County, New Jersey | 5 | Cold | Northeast
NM | Albuquerque | Bernalillo | NM_ALBUQUERQUE-IAP_723650_TY3A | 679121 | Bernalillo County, New Mexico | 4 | Mixed-Dry | Southwest
NM | Las-Cruces | Doña Ana | NM_LAS-CRUCES-IAP_722695_TY3A | 218195 | Doña Ana County, New Mexico | 3 | Hot-Dry | Southwest
NM | Santa-Fe | Santa Fe | NM_SANTA-FE-CO-MUNI-AP_723656_TY3A | 150358 | Santa Fe County, New Mexico | 5 | Cold | Southwest
NV | Las-Vegas | Clark | NV_LAS-VEGAS-MCCARRAN-IAP_723860_TY3A | 2266715 | Clark County, Nevada | 3 | Hot-Dry | Rocky Mountains
NV | Reno | Washoe | NV_RENO-TAHOE-IAP_724880_TY3A | 471519 | Washoe County, Nevada | 5 | Cold | Rocky Mountains
NY | Buffalo | Erie | NY_BUFFALO-NIAGARA-IAP_725280_TY3A | 918702 | Erie County, New York | 5 | Cold | Northeast
NY | New-York | New York | NY_NEW-YORK-J-F-KENNEDY-IAP_744860_TY3A | 1628706 | New York County, New York | 4 | Mixed-Humid | Northeast
NY | Utica | Oneida | NY_UTICA-ONEIDA-CO-AP_725197_TY3A | 228671 | Oneida County, New York | 6 | Cold | Northeast
OH | Cincinnati | Hamilton | OH_CINCINNATI-MUNI-AP-LUNKI_724297_TY3A | 817473 | Hamilton County, Ohio | 4 | Mixed-Humid | Midwest
OH | Columbus | Franklin | OH_COLUMBUS-PORT-COLUMBUS-IAP_724280_TY3A | 1316756 | Franklin County, Ohio | 5 | Cold | Midwest
OK | Oklahoma-City | Oklahoma | OK_OKLAHOMA-CITY-WILEY_723544_TY3A | 797434 | Oklahoma County, Oklahoma | 3 | Mixed-Humid | Southwest
OR | Portland | Multnomah | OR_PORTLAND-IAP_726980_TY3A | 812855 | Multnomah County, Oregon | 4 | Marine | Pacific
OR | Redmond | Deschutes | OR_REDMOND-ROBERTS-FIELD_726835_TY3A | 197692 | Deschutes County, Oregon | 5 | Cold | Pacific
PA | Bradford | McKean | PA_BRADFORD-RGNL-AP_725266_TY3A | 40625 | McKean County, Pennsylvania | 6 | Cold | Northeast
PA | Philadelphia | Philadelphia | PA_PHILADELPHIA-IAP_724080_TY3A | 1584064 | Philadelphia County, Pennsylvania | 4 | Mixed-Humid | Northeast
PA | Pittsburgh | Allegheny | PA_PITTSBURGH-IAP_725200_TY3A | 1216045 | Allegheny County, Pennsylvania | 5 | Cold | Northeast
RI | Providence | Providence | RI_PROVIDENCE-GREEN-STATE-AP_725070_TY3A | 638931 | Providence County, Rhode Island | 5 | Cold | Northeast
SC | Charleston | Charleston | SC_CHARLESTON-IAP_722080_TY3A | 411406 | Charleston County, South Carolina | 3 | Hot-Humid | Southeast
SD | Yankton | Yankton | SD_CHAN-GURNEY-MUNI_726525_TY3A | 22814 | Yankton County, South Dakota | 5 | Cold | Midwest
SD | Sioux-Falls | Minnehaha | SD_SIOUX-FALLS-FOSS-FIELD_726510_TY3A | 193134 | Minnehaha County, South Dakota | 6 | Cold | Midwest
TN | Memphis | Shelby | TN_MEMPHIS-IAP_723340_TY3A | 937166 | Shelby County, Tennessee | 3 | Hot-Humid | Southeast
TN | Nashville | Davidson | TN_NASHVILLE-IAP_723270_TY3A | 694144 | Davidson County, Tennessee | 4 | Hot-Humid | Southeast
TX | Dallas | Dallas | TX_DALLAS-FORT-WORTH-IAP_722590_TY3A | 2635516 | Dallas County, Texas | 3 | Hot-Humid | Southwest
TX | Houston | Harris | TX_HOUSTON-ELLINGTON-AFB_722436_TY3A | 4713325 | Harris County, Texas | 2 | Hot-Humid | Southwest
TX | Lubbock | Lubbock | TX_LUBBOCK-IAP_722670_TY3A | 310569 | Lubbock County, Texas | 4 | Hot-Dry | Southwest
UT | Salt-Lake-City | Salt Lake | UT_SALT-LAKE-CITY-IAP_725720_TY3A | 1160437 | Salt Lake County, Utah | 5 | Cold | Rocky Mountains
UT | St.-Geroge | Washington | UT_ST-GEORGE(AWOS)_724754_TY3A | 129375 | Washington County, Tennessee | 3 | Hot-Dry | Rocky Mountains
UT | Vernal | Uintah | UT_VERNAL-AP_725705_TY3A | 35734 | Uintah County, Utah | 6 | Cold | Rocky Mountains
VA | Virginia-Beach | Virginia Beach city | VA_NORFOLK-IAP_723080_TY3A | 449974 | Virginia Beach city, Virginia | 4 | Mixed-Humid | Southeast
VT | Burlington | Chittenden | VT_BURLINGTON-IAP_726170_TY3A | 163774 | Chittenden County, Vermont | 6 | Cold | Northeast
WA | Seattle | King | WA_SEATTLE-TACOMA-IAP_727930_TY3A | 2252782 | King County, Washington | 4 | Marine | Pacific
WA | Spokane | Spokane | WA_SPOKANE-IAP_727850_TY3A | 522798 | Spokane County, Washington | 5 | Cold | Pacific
WI | Milwaukee | Milwaukee | WI_MILWAUKEE-MITCHELL-IAP_726400_TY3A | 945726 | Milwaukee County, Wisconsin | 6 | Cold | Midwest
WI | Rhinelander | Oneida | WI_RHINELANDER-ONEIDA_727415_TY3A | 35595 | Oneida County, Wisconsin | 7 | Very Cold | Midwest
WV | Charleston | Kanawha | WV_CHARLESTON-YEAGER-AP_724140_TY3A | 178124 | Kanawha County, West Virginia | 4 | Mixed-Humid | Southeast
WV | Morgantown | Monongalia | WV_MORGANTOWN-HART-FIELD_724176_TY3A | 105612 | Monongalia County, West Virginia | 5 | Cold | Southeast
WY | Cheyenne | Laramie | WY_CHEYENNE-MUNI-AP_725640_TY3A | 99500 | Laramie County, Wyoming | 6 | Cold | Rocky Mountains
WY | Jackson | Teton | WY_JACKSON-HOLE_725776_TY3A | 23464 | Teton County, Wyoming | 7 | Very Cold | Rocky Mountains

## Census Population Data
table with row headers in column A and column headers in rows 3 through 4 (leading dots indicate sub-parts)
Annual Estimates of the Resident Population for Counties in the United States: April 1, 2010 to July 1, 2019
Geographic Area |  | 2010-04-01 |  | Population Estimate (as of July 1)
|  | Census | Estimates Base | 2010 | 2011 | 2012 | 2013 | 2014 | 2015 | 2016 | 2017 | 2018 | 2019
United States |  | 308745538 | 308758105 | 309321666 | 311556874 | 313830990 | 315993715 | 318301008 | 320635163 | 322941311 | 324985539 | 326687501 | 328239523
Autauga County, Alabama | Autauga | 54571 | 54597 | 54773 | 55227 | 54954 | 54727 | 54893 | 54864 | 55243 | 55390 | 55533 | 55869 | Autauga County, Alabama
Baldwin County, Alabama | Baldwin | 182265 | 182265 | 183112 | 186558 | 190145 | 194885 | 199183 | 202939 | 207601 | 212521 | 217855 | 223234 | Baldwin County, Alabama
Barbour County, Alabama | Barbour | 27457 | 27455 | 27327 | 27341 | 27169 | 26937 | 26755 | 26283 | 25806 | 25157 | 24872 | 24686 | Barbour County, Alabama
Bibb County, Alabama | Bibb | 22915 | 22915 | 22870 | 22745 | 22667 | 22521 | 22553 | 22566 | 22586 | 22550 | 22367 | 22394 | Bibb County, Alabama
Blount County, Alabama | Blount | 57322 | 57322 | 57376 | 57560 | 57580 | 57619 | 57526 | 57526 | 57494 | 57787 | 57771 | 57826 | Blount County, Alabama
Bullock County, Alabama | Bullock | 10914 | 10911 | 10876 | 10675 | 10606 | 10549 | 10663 | 10400 | 10389 | 10176 | 10174 | 10101 | Bullock County, Alabama
Butler County, Alabama | Butler | 20947 | 20940 | 20932 | 20866 | 20670 | 20356 | 20327 | 20162 | 20012 | 19888 | 19631 | 19448 | Butler County, Alabama
Calhoun County, Alabama | Calhoun | 118572 | 118526 | 118408 | 117744 | 117190 | 116471 | 115917 | 115469 | 114973 | 114710 | 114331 | 113605 | Calhoun County, Alabama
Chambers County, Alabama | Chambers | 34215 | 34169 | 34122 | 34033 | 34104 | 34139 | 33977 | 33996 | 33745 | 33707 | 33600 | 33254 | Chambers County, Alabama
Cherokee County, Alabama | Cherokee | 25989 | 25979 | 25963 | 25989 | 25958 | 26017 | 25895 | 25732 | 25768 | 25805 | 26014 | 26196 | Cherokee County, Alabama
Chilton County, Alabama | Chilton | 43643 | 43632 | 43653 | 43689 | 43582 | 43628 | 43760 | 43700 | 43866 | 44120 | 44163 | 44428 | Chilton County, Alabama
Choctaw County, Alabama | Choctaw | 13859 | 13858 | 13849 | 13609 | 13563 | 13397 | 13317 | 13231 | 13045 | 12925 | 12833 | 12589 | Choctaw County, Alabama
Clarke County, Alabama | Clarke | 25833 | 25833 | 25766 | 25587 | 25155 | 25123 | 24864 | 24698 | 24340 | 24063 | 23918 | 23622 | Clarke County, Alabama
Clay County, Alabama | Clay | 13932 | 13930 | 13898 | 13687 | 13434 | 13404 | 13441 | 13415 | 13393 | 13350 | 13294 | 13235 | Clay County, Alabama
Cleburne County, Alabama | Cleburne | 14972 | 14972 | 15004 | 14928 | 14889 | 14976 | 15026 | 14914 | 14848 | 14899 | 15010 | 14910 | Cleburne County, Alabama
Coffee County, Alabama | Coffee | 49948 | 49955 | 50208 | 50444 | 51141 | 50681 | 50657 | 50963 | 51202 | 51853 | 51950 | 52342 | Coffee County, Alabama
Colbert County, Alabama | Colbert | 54428 | 54428 | 54524 | 54539 | 54570 | 54529 | 54462 | 54417 | 54497 | 54695 | 55004 | 55241 | Colbert County, Alabama
Conecuh County, Alabama | Conecuh | 13228 | 13236 | 13236 | 13195 | 13046 | 12912 | 12677 | 12678 | 12500 | 12431 | 12292 | 12067 | Conecuh County, Alabama
Coosa County, Alabama | Coosa | 11539 | 11756 | 11780 | 11486 | 11346 | 11254 | 11037 | 10934 | 10819 | 10724 | 10643 | 10663 | Coosa County, Alabama
Covington County, Alabama | Covington | 37765 | 37762 | 37809 | 38020 | 37805 | 37814 | 37760 | 37556 | 37382 | 37062 | 36953 | 37049 | Covington County, Alabama
Crenshaw County, Alabama | Crenshaw | 13906 | 13893 | 13869 | 13894 | 13915 | 13847 | 13851 | 13850 | 13916 | 13858 | 13825 | 13772 | Crenshaw County, Alabama
Cullman County, Alabama | Cullman | 80406 | 80406 | 80456 | 80410 | 80279 | 80690 | 81068 | 81761 | 82450 | 82867 | 83418 | 83768 | Cullman County, Alabama
Dale County, Alabama | Dale | 50251 | 50251 | 50394 | 50122 | 50289 | 49771 | 49414 | 49365 | 49362 | 49342 | 49143 | 49172 | Dale County, Alabama
Dallas County, Alabama | Dallas | 43820 | 43813 | 43854 | 43251 | 42789 | 41976 | 41554 | 40936 | 40080 | 39238 | 38294 | 37196 | Dallas County, Alabama
DeKalb County, Alabama | DeKalb | 71109 | 71120 | 71163 | 71365 | 70944 | 70912 | 70993 | 71087 | 71104 | 71437 | 71407 | 71513 | DeKalb County, Alabama
Elmore County, Alabama | Elmore | 79303 | 79272 | 79552 | 79993 | 80193 | 80536 | 80538 | 80872 | 81204 | 81422 | 81011 | 81209 | Elmore County, Alabama
Escambia County, Alabama | Escambia | 38319 | 38320 | 38345 | 38204 | 38023 | 37765 | 37735 | 37661 | 37475 | 36993 | 36524 | 36633 | Escambia County, Alabama
Etowah County, Alabama | Etowah | 104430 | 104429 | 104459 | 104369 | 104278 | 103884 | 103399 | 102998 | 102855 | 103007 | 102611 | 102268 | Etowah County, Alabama
Fayette County, Alabama | Fayette | 17241 | 17235 | 17229 | 17052 | 16945 | 16824 | 16772 | 16696 | 16563 | 16466 | 16445 | 16302 | Fayette County, Alabama
Franklin County, Alabama | Franklin | 31704 | 31709 | 31746 | 31776 | 31690 | 31553 | 31559 | 31515 | 31611 | 31542 | 31298 | 31362 | Franklin County, Alabama
Geneva County, Alabama | Geneva | 26790 | 26781 | 26777 | 26756 | 26924 | 26677 | 26593 | 26631 | 26494 | 26385 | 26306 | 26271 | Geneva County, Alabama
Greene County, Alabama | Greene | 9045 | 9039 | 8991 | 8903 | 8848 | 8748 | 8584 | 8508 | 8482 | 8310 | 8209 | 8111 | Greene County, Alabama
Hale County, Alabama | Hale | 15760 | 15762 | 15745 | 15361 | 15364 | 15246 | 15046 | 15015 | 14828 | 14801 | 14749 | 14651 | Hale County, Alabama
Henry County, Alabama | Henry | 17302 | 17299 | 17296 | 17377 | 17153 | 17129 | 17079 | 17101 | 17072 | 17115 | 17173 | 17205 | Henry County, Alabama
Houston County, Alabama | Houston | 101547 | 101560 | 101798 | 102488 | 103371 | 103643 | 104158 | 104260 | 104218 | 104378 | 104770 | 105882 | Houston County, Alabama
Jackson County, Alabama | Jackson | 53227 | 53223 | 53184 | 53214 | 53079 | 52957 | 52562 | 52195 | 51988 | 51828 | 51621 | 51626 | Jackson County, Alabama
Jefferson County, Alabama | Jefferson | 658466 | 658567 | 658215 | 658109 | 658061 | 659265 | 659972 | 660455 | 660343 | 659599 | 659429 | 658573 | Jefferson County, Alabama
Lamar County, Alabama | Lamar | 14564 | 14564 | 14496 | 14291 | 14248 | 14212 | 14067 | 13927 | 13928 | 13882 | 13882 | 13805 | Lamar County, Alabama
Lauderdale County, Alabama | Lauderdale | 92709 | 92709 | 92737 | 92607 | 92662 | 92701 | 93000 | 92459 | 92425 | 92564 | 92604 | 92729 | Lauderdale County, Alabama
Lawrence County, Alabama | Lawrence | 34339 | 34337 | 34342 | 34051 | 33806 | 33575 | 33444 | 33135 | 33227 | 33063 | 32941 | 32924 | Lawrence County, Alabama
Lee County, Alabama | Lee | 140247 | 140287 | 140794 | 144130 | 148567 | 151809 | 154511 | 156954 | 159168 | 161440 | 163656 | 164542 | Lee County, Alabama
Limestone County, Alabama | Limestone | 82782 | 82786 | 83181 | 85557 | 87326 | 88916 | 90599 | 91565 | 92847 | 94130 | 96177 | 98915 | Limestone County, Alabama
Lowndes County, Alabama | Lowndes | 11299 | 11296 | 11289 | 11140 | 10851 | 10661 | 10494 | 10350 | 10248 | 10097 | 9974 | 9726 | Lowndes County, Alabama
Macon County, Alabama | Macon | 21452 | 21448 | 21505 | 21284 | 20608 | 20021 | 19641 | 19296 | 19060 | 18793 | 18321 | 18068 | Macon County, Alabama
Madison County, Alabama | Madison | 334811 | 334807 | 336095 | 339565 | 342730 | 346625 | 349796 | 352977 | 356729 | 361762 | 367004 | 372909 | Madison County, Alabama
Marengo County, Alabama | Marengo | 21027 | 21048 | 20956 | 20661 | 20375 | 20119 | 19986 | 19766 | 19525 | 19396 | 19056 | 18863 | Marengo County, Alabama
Marion County, Alabama | Marion | 30776 | 30776 | 30816 | 30652 | 30484 | 30224 | 30199 | 30119 | 29960 | 29792 | 29750 | 29709 | Marion County, Alabama
Marshall County, Alabama | Marshall | 93019 | 93019 | 93122 | 93895 | 94260 | 94356 | 94257 | 94585 | 95113 | 95572 | 96170 | 96774 | Marshall County, Alabama
Mobile County, Alabama | Mobile | 412992 | 413139 | 413315 | 413068 | 413816 | 413918 | 414149 | 414462 | 414945 | 414045 | 413908 | 413210 | Mobile County, Alabama
Monroe County, Alabama | Monroe | 23068 | 23067 | 23005 | 22796 | 22581 | 22170 | 21926 | 21717 | 21548 | 21290 | 21062 | 20733 | Monroe County, Alabama
Montgomery County, Alabama | Montgomery | 229363 | 229375 | 229505 | 229189 | 228874 | 228190 | 227551 | 227279 | 227170 | 227265 | 226504 | 226486 | Montgomery County, Alabama
Morgan County, Alabama | Morgan | 119490 | 119490 | 119608 | 120024 | 120102 | 119571 | 119444 | 119257 | 119006 | 118918 | 119203 | 119679 | Morgan County, Alabama
Perry County, Alabama | Perry | 10591 | 10575 | 10563 | 10450 | 10163 | 9999 | 9801 | 9640 | 9532 | 9302 | 9070 | 8923 | Perry County, Alabama
Pickens County, Alabama | Pickens | 19746 | 19746 | 19749 | 19354 | 19309 | 19300 | 20272 | 20776 | 20325 | 20204 | 19980 | 19930 | Pickens County, Alabama
Pike County, Alabama | Pike | 32899 | 32901 | 32970 | 33025 | 33215 | 33715 | 33199 | 33496 | 33464 | 33349 | 33242 | 33114 | Pike County, Alabama
Randolph County, Alabama | Randolph | 22913 | 22916 | 22937 | 22745 | 22533 | 22547 | 22353 | 22594 | 22504 | 22687 | 22727 | 22722 | Randolph County, Alabama
Russell County, Alabama | Russell | 52947 | 52963 | 53321 | 54852 | 57500 | 59149 | 59224 | 58844 | 58185 | 56985 | 57784 | 57961 | Russell County, Alabama
St Clair County, Alabama | St Clair | 83593 | 83350 | 83571 | 83975 | 84761 | 85810 | 85996 | 86546 | 87306 | 87926 | 88654 | 89512 | St Clair County, Alabama
Shelby County, Alabama | Shelby | 195085 | 195253 | 196032 | 197952 | 200912 | 204039 | 206280 | 208959 | 211282 | 213633 | 215583 | 217702 | Shelby County, Alabama
Sumter County, Alabama | Sumter | 13763 | 13763 | 13730 | 13490 | 13440 | 13394 | 13270 | 13206 | 12967 | 12749 | 12634 | 12427 | Sumter County, Alabama
Talladega County, Alabama | Talladega | 82291 | 82353 | 82172 | 81863 | 82146 | 81578 | 81512 | 81128 | 80552 | 80142 | 80137 | 79978 | Talladega County, Alabama
Tallapoosa County, Alabama | Tallapoosa | 41616 | 41618 | 41476 | 41402 | 41048 | 41028 | 40884 | 40605 | 40586 | 40613 | 40535 | 40367 | Tallapoosa County, Alabama
Tuscaloosa County, Alabama | Tuscaloosa | 194656 | 194667 | 194996 | 196745 | 198807 | 201084 | 203086 | 204767 | 206464 | 207618 | 208319 | 209355 | Tuscaloosa County, Alabama
Walker County, Alabama | Walker | 67023 | 67020 | 66997 | 66585 | 66104 | 65777 | 65338 | 64931 | 64533 | 63895 | 63669 | 63521 | Walker County, Alabama
Washington County, Alabama | Washington | 17581 | 17580 | 17626 | 17355 | 17146 | 16897 | 16868 | 16832 | 16621 | 16522 | 16402 | 16326 | Washington County, Alabama
Wilcox County, Alabama | Wilcox | 11670 | 11664 | 11560 | 11438 | 11302 | 11145 | 10946 | 10896 | 10844 | 10691 | 10599 | 10373 | Wilcox County, Alabama
Winston County, Alabama | Winston | 24484 | 24488 | 24412 | 24362 | 24193 | 24189 | 24139 | 23930 | 23907 | 23760 | 23693 | 23629 | Winston County, Alabama
Aleutians East Borough, Alaska | #VALUE! | 3141 | 3141 | 3166 | 3259 | 3294 | 3343 | 3346 | 3373 | 3363 | 3455 | 3395 | 3337 | Aleutians East Borough, Alaska
Aleutians West Census Area, Alaska | #VALUE! | 5561 | 5561 | 5559 | 5582 | 5676 | 5777 | 5822 | 5781 | 5705 | 5729 | 5640 | 5634 | Aleutians West Census Area, Alaska
Anchorage Municipality, Alaska | #VALUE! | 291826 | 291836 | 293321 | 296197 | 298255 | 301142 | 299893 | 297547 | 297249 | 294338 | 290521 | 288000 | Anchorage Municipality, Alaska
Bethel Census Area, Alaska | #VALUE! | 17013 | 17013 | 17084 | 17419 | 17656 | 17852 | 17936 | 17955 | 18022 | 18090 | 18219 | 18386 | Bethel Census Area, Alaska
Bristol Bay Borough, Alaska | #VALUE! | 997 | 997 | 1002 | 1030 | 979 | 951 | 947 | 904 | 902 | 869 | 880 | 836 | Bristol Bay Borough, Alaska
Denali Borough, Alaska | #VALUE! | 1826 | 1822 | 1835 | 1872 | 1908 | 1943 | 1916 | 1933 | 2055 | 2084 | 2032 | 2097 | Denali Borough, Alaska
Dillingham Census Area, Alaska | #VALUE! | 4847 | 4847 | 4850 | 4947 | 4949 | 4978 | 4983 | 4988 | 4970 | 4940 | 4991 | 4916 | Dillingham Census Area, Alaska
Fairbanks North Star Borough, Alaska | #VALUE! | 97581 | 97585 | 98264 | 98120 | 100311 | 100933 | 99254 | 99636 | 100633 | 99675 | 98565 | 96849 | Fairbanks North Star Borough, Alaska
Haines Borough, Alaska | #VALUE! | 2508 | 2508 | 2501 | 2574 | 2577 | 2558 | 2555 | 2516 | 2531 | 2524 | 2488 | 2530 | Haines Borough, Alaska
Hoonah-Angoon Census Area, Alaska | #VALUE! | 2150 | 2103 | 2107 | 2085 | 2114 | 2116 | 2098 | 2132 | 2121 | 2139 | 2155 | 2148 | Hoonah-Angoon Census Area, Alaska
Juneau City and Borough, Alaska | #VALUE! | 31275 | 31276 | 31387 | 32161 | 32384 | 32594 | 32481 | 32615 | 32412 | 32098 | 32037 | 31974 | Juneau City and Borough, Alaska
Kenai Peninsula Borough, Alaska | #VALUE! | 55400 | 55400 | 55554 | 56299 | 56900 | 57014 | 57558 | 58034 | 58458 | 58558 | 58561 | 58708 | Kenai Peninsula Borough, Alaska
Ketchikan Gateway Borough, Alaska | #VALUE! | 13477 | 13526 | 13573 | 13674 | 13729 | 13722 | 13802 | 13702 | 13707 | 13834 | 13856 | 13901 | Ketchikan Gateway Borough, Alaska
Kodiak Island Borough, Alaska | #VALUE! | 13592 | 13606 | 13646 | 13806 | 14037 | 14093 | 13907 | 13767 | 13728 | 13512 | 13250 | 12998 | Kodiak Island Borough, Alaska
Kusilvak Census Area, Alaska | #VALUE! | 7459 | 7459 | 7467 | 7651 | 7794 | 7974 | 8100 | 8194 | 8181 | 8236 | 8323 | 8314 | Kusilvak Census Area, Alaska
Lake and Peninsula Borough, Alaska | #VALUE! | 1631 | 1635 | 1639 | 1649 | 1649 | 1667 | 1647 | 1595 | 1600 | 1612 | 1596 | 1592 | Lake and Peninsula Borough, Alaska
Matanuska-Susitna Borough, Alaska | #VALUE! | 88995 | 88985 | 89732 | 91725 | 93677 | 95880 | 98103 | 101062 | 104119 | 106232 | 107115 | 108317 | Matanuska-Susitna Borough, Alaska
Nome Census Area, Alaska | #VALUE! | 9492 | 9492 | 9543 | 9776 | 9824 | 9852 | 9810 | 9893 | 9966 | 10025 | 10053 | 10004 | Nome Census Area, Alaska
North Slope Borough, Alaska | #VALUE! | 9430 | 9430 | 9478 | 9554 | 9698 | 9792 | 9776 | 9788 | 9694 | 9795 | 9850 | 9832 | North Slope Borough, Alaska
Northwest Arctic Borough, Alaska | #VALUE! | 7523 | 7523 | 7560 | 7705 | 7705 | 7725 | 7772 | 7772 | 7691 | 7795 | 7694 | 7621 | Northwest Arctic Borough, Alaska
Petersburg Borough, Alaska | #VALUE! | 3815 | 3207 | 3219 | 3255 | 3277 | 3291 | 3261 | 3253 | 3260 | 3264 | 3244 | 3266 | Petersburg Borough, Alaska
Prince of Wales-Hyder Census Area, Alaska | #VALUE! | 5559 | 6168 | 6211 | 6373 | 6423 | 6446 | 6463 | 6508 | 6519 | 6444 | 6360 | 6203 | Prince of Wales-Hyder Census Area, Alaska
Sitka City and Borough, Alaska | #VALUE! | 8881 | 8881 | 8881 | 8884 | 9017 | 8973 | 8838 | 8778 | 8736 | 8641 | 8554 | 8493 | Sitka City and Borough, Alaska
Skagway Municipality, Alaska | #VALUE! | 968 | 968 | 968 | 962 | 998 | 1026 | 1054 | 1088 | 1132 | 1167 | 1169 | 1183 | Skagway Municipality, Alaska
Southeast Fairbanks Census Area, Alaska | #VALUE! | 7029 | 7029 | 7061 | 7150 | 7172 | 6986 | 6925 | 6812 | 6857 | 6892 | 6937 | 6893 | Southeast Fairbanks Census Area, Alaska
Valdez-Cordova Census Area, Alaska | #VALUE! | 9636 | 9636 | 9657 | 9740 | 9734 | 9781 | 9478 | 9319 | 9314 | 9220 | 9161 | 9202 | Valdez-Cordova Census Area, Alaska
Wrangell City and Borough, Alaska | #VALUE! | 2369 | 2365 | 2371 | 2394 | 2420 | 2448 | 2441 | 2453 | 2496 | 2521 | 2538 | 2502 | Wrangell City and Borough, Alaska
Yakutat City and Borough, Alaska | #VALUE! | 662 | 662 | 662 | 656 | 664 | 651 | 655 | 635 | 612 | 602 | 596 | 579 | Yakutat City and Borough, Alaska
Yukon-Koyukuk Census Area, Alaska | #VALUE! | 5588 | 5588 | 5612 | 5629 | 5622 | 5560 | 5462 | 5465 | 5423 | 5409 | 5359 | 5230 | Yukon-Koyukuk Census Area, Alaska
Apache County, Arizona | Apache | 71518 | 71517 | 71829 | 72182 | 72229 | 72322 | 71796 | 71012 | 71381 | 71545 | 71731 | 71887 | Apache County, Arizona
Cochise County, Arizona | Cochise | 131346 | 131359 | 131822 | 133097 | 132017 | 129578 | 127314 | 126454 | 125686 | 124864 | 126411 | 125922 | Cochise County, Arizona
Coconino County, Arizona | Coconino | 134421 | 134426 | 134612 | 134275 | 136146 | 136699 | 137566 | 138962 | 140407 | 141001 | 142523 | 143476 | Coconino County, Arizona
Gila County, Arizona | Gila | 53597 | 53592 | 53561 | 53440 | 52994 | 53005 | 53044 | 52978 | 53356 | 53578 | 53801 | 54018 | Gila County, Arizona
Graham County, Arizona | Graham | 37220 | 37212 | 37152 | 37126 | 37015 | 37433 | 38099 | 37860 | 37807 | 37481 | 37995 | 38837 | Graham County, Arizona
Greenlee County, Arizona | Greenlee | 8437 | 8444 | 8339 | 8585 | 8764 | 8916 | 9349 | 9577 | 9643 | 9443 | 9448 | 9498 | Greenlee County, Arizona
La Paz County, Arizona | La Paz | 20489 | 20489 | 20497 | 20604 | 20521 | 20522 | 20516 | 20466 | 20648 | 20706 | 21039 | 21108 | La Paz County, Arizona
Maricopa County, Arizona | Maricopa | 3817117 | 3817365 | 3825110 | 3874996 | 3947505 | 4017723 | 4093648 | 4172905 | 4256143 | 4327184 | 4402403 | 4485414 | Maricopa County, Arizona
Mohave County, Arizona | Mohave | 200186 | 200182 | 200314 | 202812 | 203347 | 203126 | 203423 | 204574 | 205412 | 207017 | 209292 | 212181 | Mohave County, Arizona
Navajo County, Arizona | Navajo | 107449 | 107488 | 107697 | 107552 | 107313 | 107135 | 107701 | 107638 | 108467 | 109079 | 110242 | 110924 | Navajo County, Arizona
Pima County, Arizona | Pima | 980263 | 980263 | 981620 | 988381 | 993052 | 997127 | 1004229 | 1009103 | 1016707 | 1026391 | 1036554 | 1047279 | Pima County, Arizona
Pinal County, Arizona | Pinal | 375770 | 375764 | 379094 | 378041 | 382251 | 385398 | 395322 | 405614 | 417193 | 431564 | 446806 | 462789 | Pinal County, Arizona
Santa Cruz County, Arizona | Santa Cruz | 47420 | 47420 | 47415 | 47667 | 47359 | 46939 | 46636 | 46542 | 46400 | 46566 | 46395 | 46498 | Santa Cruz County, Arizona
Yavapai County, Arizona | Yavapai | 211033 | 211017 | 210983 | 211044 | 211990 | 214421 | 217716 | 220805 | 224575 | 228082 | 231772 | 235099 | Yavapai County, Arizona
Yuma County, Arizona | Yuma | 195751 | 195750 | 197127 | 202841 | 202475 | 202420 | 204054 | 205186 | 207247 | 209507 | 211612 | 213787 | Yuma County, Arizona
Arkansas County, Arkansas | Arkansas | 19019 | 19007 | 19009 | 18871 | 18964 | 18755 | 18479 | 18330 | 18154 | 17872 | 17726 | 17486 | Arkansas County, Arkansas
Ashley County, Arkansas | Ashley | 21853 | 21845 | 21829 | 21673 | 21515 | 21278 | 20956 | 20838 | 20530 | 20311 | 20012 | 19657 | Ashley County, Arkansas
Baxter County, Arkansas | Baxter | 41513 | 41511 | 41510 | 41349 | 41080 | 40983 | 40888 | 41138 | 41131 | 41308 | 41624 | 41932 | Baxter County, Arkansas
Benton County, Arkansas | Benton | 221339 | 221348 | 222593 | 229171 | 234938 | 239461 | 244841 | 251591 | 259212 | 266585 | 272266 | 279141 | Benton County, Arkansas
Boone County, Arkansas | Boone | 36903 | 36920 | 36893 | 37086 | 37333 | 37328 | 37116 | 37119 | 37259 | 37459 | 37385 | 37432 | Boone County, Arkansas
Bradley County, Arkansas | Bradley | 11508 | 11505 | 11470 | 11432 | 11266 | 11120 | 11007 | 10999 | 10959 | 10813 | 10838 | 10763 | Bradley County, Arkansas
Calhoun County, Arkansas | Calhoun | 5368 | 5368 | 5362 | 5243 | 5278 | 5192 | 5167 | 5200 | 5143 | 5201 | 5227 | 5189 | Calhoun County, Arkansas
Carroll County, Arkansas | Carroll | 27446 | 27449 | 27553 | 27466 | 27623 | 27791 | 27734 | 27755 | 27728 | 27865 | 28097 | 28380 | Carroll County, Arkansas
Chicot County, Arkansas | Chicot | 11800 | 11800 | 11799 | 11703 | 11498 | 11362 | 11211 | 10970 | 10899 | 10647 | 10442 | 10118 | Chicot County, Arkansas
Clark County, Arkansas | Clark | 22995 | 22991 | 22925 | 22928 | 22755 | 22582 | 22557 | 22513 | 22602 | 22184 | 22313 | 22320 | Clark County, Arkansas
Clay County, Arkansas | Clay | 16083 | 16083 | 16050 | 15876 | 15710 | 15484 | 15299 | 15206 | 15060 | 14865 | 14763 | 14551 | Clay County, Arkansas
Cleburne County, Arkansas | Cleburne | 25970 | 25964 | 25986 | 25875 | 25763 | 25625 | 25591 | 25355 | 25173 | 25059 | 24994 | 24919 | Cleburne County, Arkansas
Cleveland County, Arkansas | Cleveland | 8689 | 8692 | 8677 | 8674 | 8609 | 8515 | 8399 | 8284 | 8245 | 8162 | 7995 | 7956 | Cleveland County, Arkansas
Columbia County, Arkansas | Columbia | 24552 | 24552 | 24723 | 24709 | 24413 | 24284 | 24049 | 24115 | 24026 | 23695 | 23586 | 23457 | Columbia County, Arkansas
Conway County, Arkansas | Conway | 21273 | 21267 | 21219 | 21128 | 21141 | 21088 | 20995 | 20936 | 20874 | 20810 | 20825 | 20846 | Conway County, Arkansas
Craighead County, Arkansas | Craighead | 96443 | 96443 | 96748 | 98405 | 99993 | 101653 | 102661 | 104457 | 105932 | 107188 | 108816 | 110332 | Craighead County, Arkansas
Crawford County, Arkansas | Crawford | 61948 | 61935 | 61956 | 61796 | 61911 | 61667 | 61807 | 61904 | 62263 | 62894 | 63379 | 63257 | Crawford County, Arkansas
Crittenden County, Arkansas | Crittenden | 50902 | 50907 | 50958 | 50517 | 50077 | 49739 | 49536 | 49019 | 49306 | 48716 | 48363 | 47955 | Crittenden County, Arkansas
Cross County, Arkansas | Cross | 17870 | 17878 | 17862 | 17809 | 17703 | 17521 | 17181 | 17255 | 17025 | 16792 | 16630 | 16419 | Cross County, Arkansas
Dallas County, Arkansas | Dallas | 8116 | 8124 | 8066 | 8056 | 7952 | 7892 | 7691 | 7530 | 7399 | 7307 | 7152 | 7009 | Dallas County, Arkansas
Desha County, Arkansas | Desha | 13008 | 13002 | 12954 | 12731 | 12590 | 12502 | 12270 | 12029 | 11905 | 11743 | 11507 | 11361 | Desha County, Arkansas
Drew County, Arkansas | Drew | 18509 | 18517 | 18666 | 18735 | 18788 | 18686 | 18642 | 18613 | 18553 | 18370 | 18328 | 18219 | Drew County, Arkansas
Faulkner County, Arkansas | Faulkner | 113237 | 113238 | 114026 | 116280 | 118523 | 119176 | 120562 | 121241 | 122206 | 123530 | 125138 | 126007 | Faulkner County, Arkansas
Franklin County, Arkansas | Franklin | 18125 | 18137 | 18142 | 18009 | 17959 | 17915 | 17828 | 17749 | 17655 | 17809 | 17764 | 17715 | Franklin County, Arkansas
Fulton County, Arkansas | Fulton | 12245 | 12236 | 12215 | 12240 | 12169 | 12170 | 12081 | 12138 | 12099 | 12131 | 12308 | 12477 | Fulton County, Arkansas
Garland County, Arkansas | Garland | 96024 | 95999 | 96067 | 96854 | 96986 | 97654 | 97758 | 97814 | 98282 | 98327 | 98966 | 99386 | Garland County, Arkansas
Grant County, Arkansas | Grant | 17853 | 17842 | 17886 | 17947 | 18038 | 18046 | 18074 | 18016 | 18064 | 18103 | 18180 | 18265 | Grant County, Arkansas
Greene County, Arkansas | Greene | 42090 | 42090 | 42201 | 42763 | 43229 | 43160 | 43788 | 44300 | 44730 | 44993 | 45339 | 45325 | Greene County, Arkansas
Hempstead County, Arkansas | Hempstead | 22609 | 22587 | 22596 | 22488 | 22344 | 22420 | 22326 | 22085 | 22032 | 21876 | 21685 | 21532 | Hempstead County, Arkansas
Hot Spring County, Arkansas | Hot Spring | 32923 | 33011 | 33231 | 33142 | 33507 | 33528 | 33409 | 33497 | 33438 | 33606 | 33672 | 33771 | Hot Spring County, Arkansas
Howard County, Arkansas | Howard | 13789 | 13781 | 13796 | 13816 | 13675 | 13543 | 13492 | 13336 | 13350 | 13365 | 13302 | 13202 | Howard County, Arkansas
Independence County, Arkansas | Independence | 36647 | 36641 | 36809 | 36884 | 36953 | 36885 | 37080 | 37035 | 37117 | 37391 | 37768 | 37825 | Independence County, Arkansas
Izard County, Arkansas | Izard | 13696 | 13703 | 13726 | 13572 | 13541 | 13411 | 13557 | 13487 | 13488 | 13666 | 13582 | 13629 | Izard County, Arkansas
Jackson County, Arkansas | Jackson | 17997 | 17998 | 18057 | 17887 | 17680 | 17729 | 17591 | 17365 | 17282 | 17017 | 16753 | 16719 | Jackson County, Arkansas
Jefferson County, Arkansas | Jefferson | 77435 | 77456 | 77341 | 76039 | 74634 | 73191 | 72458 | 71872 | 70407 | 69238 | 68067 | 66824 | Jefferson County, Arkansas
Johnson County, Arkansas | Johnson | 25540 | 25545 | 25556 | 25675 | 25914 | 25932 | 25969 | 26094 | 26127 | 26401 | 26659 | 26578 | Johnson County, Arkansas
Lafayette County, Arkansas | Lafayette | 7645 | 7643 | 7647 | 7536 | 7450 | 7284 | 7158 | 7010 | 6888 | 6797 | 6679 | 6624 | Lafayette County, Arkansas
Lawrence County, Arkansas | Lawrence | 17415 | 17410 | 17518 | 17282 | 17040 | 17054 | 16969 | 16696 | 16639 | 16571 | 16432 | 16406 | Lawrence County, Arkansas
Lee County, Arkansas | Lee | 10424 | 10428 | 10395 | 10291 | 10184 | 10010 | 9839 | 9672 | 9337 | 9127 | 8976 | 8857 | Lee County, Arkansas
Lincoln County, Arkansas | Lincoln | 14134 | 14141 | 14089 | 14339 | 14180 | 14063 | 14025 | 13866 | 13728 | 13475 | 13184 | 13024 | Lincoln County, Arkansas
Little River County, Arkansas | Little River | 13171 | 13168 | 13132 | 12945 | 12916 | 12733 | 12503 | 12402 | 12406 | 12373 | 12297 | 12259 | Little River County, Arkansas
Logan County, Arkansas | Logan | 22353 | 22361 | 22308 | 22242 | 21928 | 22031 | 21866 | 21729 | 21732 | 21739 | 21673 | 21466 | Logan County, Arkansas
Lonoke County, Arkansas | Lonoke | 68356 | 68382 | 68744 | 69529 | 70109 | 70742 | 71368 | 71359 | 71803 | 72778 | 73391 | 73309 | Lonoke County, Arkansas
Madison County, Arkansas | Madison | 15717 | 15723 | 15684 | 15662 | 15597 | 15679 | 15731 | 15705 | 16112 | 16299 | 16362 | 16576 | Madison County, Arkansas
Marion County, Arkansas | Marion | 16653 | 16644 | 16665 | 16671 | 16621 | 16444 | 16423 | 16215 | 16376 | 16429 | 16665 | 16694 | Marion County, Arkansas
Miller County, Arkansas | Miller | 43462 | 43462 | 43562 | 43762 | 43663 | 43402 | 43458 | 43792 | 43713 | 43736 | 43362 | 43257 | Miller County, Arkansas
Mississippi County, Arkansas | Mississippi | 46480 | 46481 | 46399 | 46031 | 45553 | 44695 | 44247 | 43729 | 42900 | 42112 | 41236 | 40651 | Mississippi County, Arkansas
Monroe County, Arkansas | Monroe | 8149 | 8155 | 8138 | 8099 | 7854 | 7690 | 7634 | 7452 | 7205 | 7013 | 6880 | 6701 | Monroe County, Arkansas
Montgomery County, Arkansas | Montgomery | 9487 | 9497 | 9510 | 9402 | 9340 | 9252 | 9162 | 9027 | 8936 | 8890 | 8910 | 8986 | Montgomery County, Arkansas
Nevada County, Arkansas | Nevada | 8997 | 9020 | 8997 | 9008 | 8909 | 8772 | 8645 | 8508 | 8378 | 8309 | 8308 | 8252 | Nevada County, Arkansas
Newton County, Arkansas | Newton | 8330 | 8315 | 8304 | 8251 | 8052 | 8042 | 7867 | 7846 | 7848 | 7815 | 7800 | 7753 | Newton County, Arkansas
Ouachita County, Arkansas | Ouachita | 26120 | 26128 | 26046 | 25737 | 25398 | 24948 | 24761 | 24316 | 24013 | 23817 | 23620 | 23382 | Ouachita County, Arkansas
Perry County, Arkansas | Perry | 10445 | 10444 | 10444 | 10383 | 10328 | 10335 | 10360 | 10307 | 10286 | 10346 | 10380 | 10455 | Perry County, Arkansas
Phillips County, Arkansas | Phillips | 21757 | 21755 | 21676 | 21406 | 20736 | 20437 | 19952 | 19546 | 19050 | 18599 | 18054 | 17782 | Phillips County, Arkansas
Pike County, Arkansas | Pike | 11291 | 11287 | 11264 | 11241 | 11254 | 11121 | 10989 | 10837 | 10826 | 10735 | 10666 | 10718 | Pike County, Arkansas
Poinsett County, Arkansas | Poinsett | 24583 | 24576 | 24515 | 24449 | 24299 | 24187 | 24152 | 24002 | 23974 | 24071 | 23903 | 23528 | Poinsett County, Arkansas
Polk County, Arkansas | Polk | 20662 | 20654 | 20667 | 20558 | 20420 | 20342 | 20249 | 20194 | 20145 | 20147 | 20019 | 19964 | Polk County, Arkansas
Pope County, Arkansas | Pope | 61754 | 61753 | 62109 | 62687 | 62631 | 62588 | 63117 | 63608 | 63897 | 63634 | 63594 | 64072 | Pope County, Arkansas
Prairie County, Arkansas | Prairie | 8715 | 8716 | 8722 | 8599 | 8482 | 8375 | 8347 | 8299 | 8252 | 8248 | 8082 | 8062 | Prairie County, Arkansas
Pulaski County, Arkansas | Pulaski | 382748 | 382749 | 383538 | 386990 | 389225 | 391512 | 392952 | 393576 | 394151 | 393280 | 391918 | 391911 | Pulaski County, Arkansas
Randolph County, Arkansas | Randolph | 17969 | 17969 | 17955 | 17973 | 17840 | 17625 | 17569 | 17437 | 17444 | 17665 | 17970 | 17958 | Randolph County, Arkansas
St Francis County, Arkansas | St Francis | 28258 | 28253 | 28194 | 27994 | 27992 | 27508 | 27088 | 26651 | 26347 | 25997 | 25509 | 24994 | St Francis County, Arkansas
Saline County, Arkansas | Saline | 107118 | 107135 | 107656 | 109553 | 111442 | 113348 | 114874 | 116390 | 117656 | 119520 | 121074 | 122437 | Saline County, Arkansas
Scott County, Arkansas | Scott | 11233 | 11241 | 11275 | 11264 | 11033 | 10934 | 10686 | 10561 | 10332 | 10369 | 10339 | 10281 | Scott County, Arkansas
Searcy County, Arkansas | Searcy | 8195 | 8195 | 8182 | 8078 | 8005 | 7991 | 7924 | 7835 | 7968 | 7927 | 7930 | 7881 | Searcy County, Arkansas
Sebastian County, Arkansas | Sebastian | 125744 | 125740 | 125737 | 127010 | 127571 | 127173 | 126733 | 127385 | 127385 | 127786 | 127570 | 127827 | Sebastian County, Arkansas
Sevier County, Arkansas | Sevier | 17058 | 17059 | 17151 | 17218 | 17188 | 17356 | 17410 | 17262 | 16971 | 17103 | 17061 | 17007 | Sevier County, Arkansas
Sharp County, Arkansas | Sharp | 17264 | 17263 | 17250 | 17270 | 17034 | 17043 | 16820 | 16808 | 17007 | 17147 | 17290 | 17442 | Sharp County, Arkansas
Stone County, Arkansas | Stone | 12394 | 12394 | 12389 | 12500 | 12542 | 12423 | 12381 | 12386 | 12509 | 12520 | 12454 | 12506 | Stone County, Arkansas
Union County, Arkansas | Union | 41639 | 41639 | 41573 | 41402 | 40861 | 40604 | 40136 | 40086 | 39879 | 39460 | 39139 | 38682 | Union County, Arkansas
Van Buren County, Arkansas | Van Buren | 17295 | 17296 | 17310 | 17214 | 17162 | 16985 | 16907 | 16808 | 16669 | 16552 | 16635 | 16545 | Van Buren County, Arkansas
Washington County, Arkansas | Washington | 203065 | 203050 | 204024 | 208051 | 211756 | 216000 | 219941 | 224434 | 228482 | 232732 | 236611 | 239187 | Washington County, Arkansas
White County, Arkansas | White | 77076 | 77086 | 77356 | 78083 | 78641 | 78567 | 78471 | 78915 | 78917 | 78844 | 78381 | 78753 | White County, Arkansas
Woodruff County, Arkansas | Woodruff | 7260 | 7264 | 7236 | 7164 | 7052 | 7018 | 6860 | 6706 | 6600 | 6575 | 6466 | 6320 | Woodruff County, Arkansas
Yell County, Arkansas | Yell | 22185 | 22183 | 22146 | 21964 | 21824 | 21819 | 21768 | 21506 | 21502 | 21509 | 21462 | 21341 | Yell County, Arkansas
Alameda County, California | Alameda | 1510271 | 1510258 | 1512986 | 1530915 | 1553764 | 1579593 | 1607792 | 1634538 | 1650950 | 1660196 | 1666756 | 1671329 | Alameda County, California
Alpine County, California | Alpine | 1175 | 1175 | 1161 | 1093 | 1110 | 1128 | 1080 | 1077 | 1047 | 1111 | 1089 | 1129 | Alpine County, California
Amador County, California | Amador | 38091 | 38091 | 37886 | 37543 | 37104 | 36620 | 36726 | 37031 | 37429 | 38529 | 39405 | 39752 | Amador County, California
Butte County, California | Butte | 220000 | 220005 | 219949 | 219975 | 220869 | 221641 | 223516 | 224631 | 226231 | 228696 | 230339 | 219186 | Butte County, California
Calaveras County, California | Calaveras | 45578 | 45578 | 45468 | 45160 | 44815 | 44655 | 44671 | 44965 | 45322 | 45681 | 45698 | 45905 | Calaveras County, California
Colusa County, California | Colusa | 21419 | 21407 | 21437 | 21323 | 21284 | 21250 | 21176 | 21231 | 21496 | 21579 | 21418 | 21547 | Colusa County, California
Contra Costa County, California | Contra Costa | 1049025 | 1049204 | 1052540 | 1065440 | 1077548 | 1093401 | 1108876 | 1124405 | 1137268 | 1145535 | 1150519 | 1153526 | Contra Costa County, California
Del Norte County, California | Del Norte | 28610 | 28610 | 28566 | 28443 | 28190 | 27816 | 27175 | 27190 | 27382 | 27351 | 27740 | 27812 | Del Norte County, California
El Dorado County, California | El Dorado | 181058 | 181058 | 181136 | 180936 | 180575 | 181481 | 183108 | 184569 | 185976 | 188679 | 190746 | 192843 | El Dorado County, California
Fresno County, California | Fresno | 930450 | 930507 | 932039 | 939406 | 945045 | 951514 | 960567 | 969488 | 976830 | 985238 | 991950 | 999101 | Fresno County, California
Glenn County, California | Glenn | 28122 | 28122 | 28127 | 28139 | 27851 | 27809 | 27831 | 27753 | 27840 | 27926 | 27967 | 28393 | Glenn County, California
Humboldt County, California | Humboldt | 134623 | 134611 | 135009 | 135243 | 134572 | 134403 | 134494 | 135102 | 136290 | 136507 | 136244 | 135558 | Humboldt County, California
Imperial County, California | Imperial | 174528 | 174524 | 174716 | 175786 | 176575 | 176438 | 177974 | 178937 | 180179 | 181649 | 181523 | 181215 | Imperial County, California
Inyo County, California | Inyo | 18546 | 18542 | 18511 | 18392 | 18351 | 18357 | 18292 | 18108 | 17922 | 17868 | 17946 | 18039 | Inyo County, California
Kern County, California | Kern | 839631 | 839621 | 840996 | 847970 | 853606 | 862000 | 869176 | 876031 | 880856 | 887356 | 893758 | 900202 | Kern County, California
Kings County, California | Kings | 152982 | 152974 | 152370 | 151868 | 150991 | 150337 | 149495 | 150085 | 149382 | 149665 | 151382 | 152940 | Kings County, California
Lake County, California | Lake | 64665 | 64662 | 64735 | 64251 | 63954 | 63796 | 64044 | 64260 | 63903 | 64111 | 64317 | 64386 | Lake County, California
Lassen County, California | Lassen | 34895 | 34895 | 34831 | 34246 | 33629 | 32129 | 31664 | 31256 | 30721 | 30920 | 30618 | 30573 | Lassen County, California
Los Angeles County, California | Los Angeles | 9818605 | 9819968 | 9823246 | 9876482 | 9935375 | 9992484 | 10040072 | 10085416 | 10105708 | 10103711 | 10073906 | 10039107 | Los Angeles County, California
Madera County, California | Madera | 150865 | 150834 | 150986 | 151675 | 151527 | 151370 | 153456 | 153576 | 153956 | 155423 | 156882 | 157327 | Madera County, California
Marin County, California | Marin | 252409 | 252430 | 252904 | 255376 | 256061 | 258409 | 260359 | 260916 | 260562 | 259749 | 259662 | 258826 | Marin County, California
Mariposa County, California | Mariposa | 18251 | 18247 | 18277 | 18170 | 17881 | 17809 | 17714 | 17622 | 17456 | 17414 | 17405 | 17203 | Mariposa County, California
Mendocino County, California | Mendocino | 87841 | 87850 | 87799 | 87334 | 87288 | 87054 | 87225 | 87107 | 87285 | 87576 | 87401 | 86749 | Mendocino County, California
Merced County, California | Merced | 255793 | 255796 | 256721 | 259297 | 260867 | 262026 | 264419 | 266353 | 267628 | 271096 | 274151 | 277680 | Merced County, California
Modoc County, California | Modoc | 9686 | 9682 | 9694 | 9509 | 9351 | 9145 | 9068 | 9056 | 8961 | 8876 | 8800 | 8841 | Modoc County, California
Mono County, California | Mono | 14202 | 14206 | 14257 | 14422 | 14331 | 14067 | 14134 | 14077 | 14273 | 14354 | 14403 | 14444 | Mono County, California
Monterey County, California | Monterey | 415057 | 415059 | 416373 | 420456 | 424788 | 426712 | 428475 | 430552 | 433953 | 434534 | 433950 | 434061 | Monterey County, California
Napa County, California | Napa | 136484 | 136535 | 136759 | 137691 | 138538 | 139580 | 140405 | 140862 | 140840 | 139878 | 138789 | 137744 | Napa County, California
Nevada County, California | Nevada | 98764 | 98747 | 98790 | 98701 | 98137 | 97938 | 98572 | 98676 | 98913 | 99367 | 99508 | 99755 | Nevada County, California
Orange County, California | Orange | 3010232 | 3008989 | 3015171 | 3049271 | 3078068 | 3104950 | 3126537 | 3149280 | 3164986 | 3174289 | 3175973 | 3175692 | Orange County, California
Placer County, California | Placer | 348432 | 348502 | 350021 | 356328 | 360263 | 365398 | 369217 | 372841 | 378943 | 385115 | 392330 | 398329 | Placer County, California
Plumas County, California | Plumas | 20007 | 20007 | 19914 | 19719 | 19377 | 18895 | 18622 | 18427 | 18665 | 18660 | 18741 | 18807 | Plumas County, California
Riverside County, California | Riverside | 2189641 | 2189765 | 2201576 | 2234070 | 2261204 | 2286755 | 2316162 | 2345816 | 2380081 | 2414964 | 2445789 | 2470546 | Riverside County, California
Sacramento County, California | Sacramento | 1418788 | 1418735 | 1421383 | 1433730 | 1444852 | 1457341 | 1474917 | 1493674 | 1510987 | 1527301 | 1538746 | 1552058 | Sacramento County, California
San Benito County, California | San Benito | 55269 | 55265 | 55516 | 55977 | 56599 | 57239 | 57825 | 58216 | 59225 | 60164 | 61467 | 62808 | San Benito County, California
San Bernardino County, California | San Bernardino | 2035210 | 2035183 | 2040848 | 2060827 | 2073512 | 2082738 | 2099181 | 2115411 | 2131960 | 2150945 | 2166753 | 2180085 | San Bernardino County, California
San Diego County, California | San Diego | 3095313 | 3095349 | 3103212 | 3137156 | 3174335 | 3209768 | 3248877 | 3280850 | 3306089 | 3321237 | 3333861 | 3338330 | San Diego County, California
San Francisco County, California | San Francisco | 805235 | 805184 | 805505 | 815650 | 828876 | 839572 | 850750 | 863010 | 871512 | 878040 | 880696 | 881549 | San Francisco County, California
San Joaquin County, California | San Joaquin | 685306 | 685306 | 687127 | 694354 | 699593 | 702046 | 711579 | 722271 | 732809 | 743296 | 752491 | 762148 | San Joaquin County, California
San Luis Obispo County, California | San Luis Obispo | 269637 | 269597 | 269802 | 271058 | 274160 | 275696 | 278227 | 280077 | 281803 | 282481 | 283354 | 283111 | San Luis Obispo County, California
San Mateo County, California | San Mateo | 718451 | 718517 | 719699 | 728344 | 739224 | 748661 | 757204 | 765055 | 767906 | 768901 | 768681 | 766573 | San Mateo County, California
Santa Barbara County, California | Santa Barbara | 423895 | 423947 | 424231 | 425453 | 429699 | 434601 | 439045 | 442229 | 444340 | 445298 | 445780 | 446499 | Santa Barbara County, California
Santa Clara County, California | Santa Clara | 1781642 | 1781686 | 1786040 | 1812054 | 1837853 | 1866425 | 1891753 | 1916285 | 1928368 | 1932510 | 1932337 | 1927852 | Santa Clara County, California
Santa Cruz County, California | Santa Cruz | 262382 | 262350 | 263147 | 264858 | 266340 | 268816 | 270861 | 273503 | 274396 | 274856 | 273841 | 273213 | Santa Cruz County, California
Shasta County, California | Shasta | 177223 | 177221 | 177274 | 177588 | 177875 | 178397 | 178844 | 178314 | 178571 | 179384 | 179709 | 180080 | Shasta County, California
Sierra County, California | Sierra | 3240 | 3239 | 3220 | 3098 | 3067 | 3028 | 2972 | 2985 | 2951 | 3002 | 2997 | 3005 | Sierra County, California
Siskiyou County, California | Siskiyou | 44900 | 44900 | 44938 | 44615 | 44079 | 43532 | 43338 | 43254 | 43376 | 43622 | 43550 | 43539 | Siskiyou County, California
Solano County, California | Solano | 413344 | 413343 | 413967 | 416342 | 419674 | 423659 | 429006 | 433409 | 438858 | 443511 | 445725 | 447643 | Solano County, California
Sonoma County, California | Sonoma | 483878 | 483861 | 484755 | 487421 | 489993 | 494073 | 498560 | 500863 | 502547 | 502469 | 498643 | 494336 | Sonoma County, California
Stanislaus County, California | Stanislaus | 514453 | 514450 | 515145 | 517560 | 520424 | 523451 | 528015 | 533211 | 539255 | 544717 | 548126 | 550660 | Stanislaus County, California
Sutter County, California | Sutter | 94737 | 94756 | 94751 | 94482 | 94189 | 94507 | 94778 | 95282 | 95742 | 96204 | 96348 | 96971 | Sutter County, California
Tehama County, California | Tehama | 63463 | 63440 | 63559 | 63331 | 63212 | 62875 | 62801 | 63158 | 63453 | 63847 | 64018 | 65084 | Tehama County, California
Trinity County, California | Trinity | 13786 | 13784 | 13755 | 13685 | 13489 | 13427 | 13128 | 13094 | 12828 | 12726 | 12567 | 12285 | Trinity County, California
Tulare County, California | Tulare | 442179 | 442182 | 442969 | 446784 | 449779 | 452460 | 455138 | 457161 | 459235 | 462308 | 464589 | 466195 | Tulare County, California
Tuolumne County, California | Tuolumne | 55365 | 55368 | 55190 | 54830 | 54221 | 53997 | 53851 | 53615 | 53770 | 53976 | 54387 | 54478 | Tuolumne County, California
Ventura County, California | Ventura | 823318 | 823398 | 825097 | 830099 | 833516 | 838136 | 842297 | 845802 | 847323 | 849044 | 848142 | 846006 | Ventura County, California
Yolo County, California | Yolo | 200849 | 200855 | 201073 | 201954 | 204576 | 206292 | 208398 | 212037 | 215627 | 218477 | 220118 | 220500 | Yolo County, California
Yuba County, California | Yuba | 72155 | 72142 | 72348 | 72489 | 72774 | 73090 | 73533 | 74045 | 74952 | 76578 | 77557 | 78668 | Yuba County, California
Adams County, Colorado | Adams | 441603 | 441697 | 443691 | 452201 | 460558 | 469978 | 479946 | 490443 | 497734 | 503590 | 511354 | 517421 | Adams County, Colorado
Alamosa County, Colorado | Alamosa | 15445 | 15440 | 15515 | 15709 | 15680 | 15787 | 15803 | 15894 | 16053 | 16108 | 16248 | 16233 | Alamosa County, Colorado
Arapahoe County, Colorado | Arapahoe | 572003 | 572118 | 574747 | 585968 | 596500 | 608467 | 619034 | 630984 | 638950 | 644478 | 651797 | 656590 | Arapahoe County, Colorado
Archuleta County, Colorado | Archuleta | 12084 | 12084 | 12046 | 12021 | 12132 | 12216 | 12231 | 12387 | 12825 | 13295 | 13730 | 14029 | Archuleta County, Colorado
Baca County, Colorado | Baca | 3788 | 3787 | 3807 | 3778 | 3722 | 3656 | 3587 | 3555 | 3530 | 3554 | 3584 | 3581 | Baca County, Colorado
Bent County, Colorado | Bent | 6499 | 6499 | 6500 | 6424 | 5848 | 5761 | 5820 | 5889 | 5833 | 5827 | 5808 | 5577 | Bent County, Colorado
Boulder County, Colorado | Boulder | 294567 | 294560 | 295037 | 299957 | 304570 | 309323 | 312233 | 318027 | 321250 | 322441 | 324636 | 326196 | Boulder County, Colorado
Broomfield County, Colorado | Broomfield | 55889 | 55861 | 56226 | 57493 | 58971 | 60149 | 61764 | 64866 | 66513 | 68263 | 69324 | 70465 | Broomfield County, Colorado
Chaffee County, Colorado | Chaffee | 17809 | 17809 | 17808 | 18028 | 18154 | 18355 | 18451 | 18612 | 19110 | 19666 | 20041 | 20356 | Chaffee County, Colorado
Cheyenne County, Colorado | Cheyenne | 1836 | 1833 | 1833 | 1863 | 1872 | 1879 | 1846 | 1827 | 1850 | 1853 | 1859 | 1831 | Cheyenne County, Colorado
Clear Creek County, Colorado | Clear Creek | 9088 | 9073 | 9083 | 9011 | 9018 | 9024 | 9124 | 9244 | 9353 | 9574 | 9604 | 9700 | Clear Creek County, Colorado
Conejos County, Colorado | Conejos | 8256 | 8256 | 8312 | 8290 | 8248 | 8199 | 8230 | 8065 | 8050 | 8139 | 8181 | 8205 | Conejos County, Colorado
Costilla County, Colorado | Costilla | 3524 | 3524 | 3529 | 3641 | 3603 | 3541 | 3561 | 3576 | 3693 | 3756 | 3812 | 3887 | Costilla County, Colorado
Crowley County, Colorado | Crowley | 5823 | 5823 | 5861 | 5882 | 5467 | 5346 | 5609 | 5628 | 5285 | 5840 | 5957 | 6061 | Crowley County, Colorado
Custer County, Colorado | Custer | 4255 | 4251 | 4279 | 4225 | 4219 | 4261 | 4340 | 4434 | 4588 | 4857 | 4934 | 5068 | Custer County, Colorado
Delta County, Colorado | Delta | 30952 | 30953 | 30860 | 30393 | 30465 | 30338 | 29963 | 29913 | 30346 | 30519 | 30884 | 31162 | Delta County, Colorado
Denver County, Colorado | Denver | 600158 | 599825 | 603359 | 620530 | 635163 | 649391 | 664582 | 683285 | 696159 | 704961 | 716265 | 727211 | Denver County, Colorado
Dolores County, Colorado | Dolores | 2064 | 2064 | 2069 | 2044 | 2009 | 2033 | 1977 | 1981 | 2056 | 2045 | 2060 | 2055 | Dolores County, Colorado
Douglas County, Colorado | Douglas | 285465 | 285465 | 286977 | 292548 | 298708 | 306234 | 314545 | 322025 | 328219 | 335816 | 342989 | 351154 | Douglas County, Colorado
Eagle County, Colorado | Eagle | 52197 | 52201 | 52099 | 52051 | 52334 | 52816 | 53276 | 53865 | 54541 | 54929 | 54943 | 55127 | Eagle County, Colorado
Elbert County, Colorado | Elbert | 23086 | 23088 | 23142 | 23178 | 23274 | 23541 | 24031 | 24630 | 25157 | 25765 | 26303 | 26729 | Elbert County, Colorado
El Paso County, Colorado | El Paso | 622263 | 622253 | 627031 | 637305 | 646003 | 655209 | 663129 | 674001 | 688277 | 700099 | 712089 | 720403 | El Paso County, Colorado
Fremont County, Colorado | Fremont | 46824 | 46828 | 46837 | 47379 | 47052 | 46332 | 46147 | 46282 | 46976 | 47548 | 47959 | 47839 | Fremont County, Colorado
Garfield County, Colorado | Garfield | 56389 | 56373 | 56072 | 56048 | 56761 | 56938 | 57161 | 57698 | 58785 | 59032 | 59701 | 60061 | Garfield County, Colorado
Gilpin County, Colorado | Gilpin | 5441 | 5449 | 5471 | 5428 | 5431 | 5530 | 5747 | 5805 | 5914 | 6018 | 6112 | 6243 | Gilpin County, Colorado
Grand County, Colorado | Grand | 14843 | 14843 | 14796 | 14563 | 14221 | 14312 | 14559 | 14726 | 15179 | 15364 | 15511 | 15734 | Grand County, Colorado
Gunnison County, Colorado | Gunnison | 15324 | 15324 | 15291 | 15261 | 15378 | 15575 | 15765 | 16104 | 16414 | 16863 | 17167 | 17462 | Gunnison County, Colorado
Hinsdale County, Colorado | Hinsdale | 843 | 843 | 844 | 825 | 802 | 804 | 773 | 764 | 788 | 791 | 808 | 820 | Hinsdale County, Colorado
Huerfano County, Colorado | Huerfano | 6711 | 6711 | 6681 | 6528 | 6565 | 6460 | 6393 | 6404 | 6580 | 6628 | 6887 | 6897 | Huerfano County, Colorado
Jackson County, Colorado | Jackson | 1394 | 1393 | 1389 | 1357 | 1325 | 1336 | 1385 | 1353 | 1358 | 1375 | 1395 | 1392 | Jackson County, Colorado
Jefferson County, Colorado | Jefferson | 534543 | 534829 | 535548 | 540506 | 546602 | 552031 | 558819 | 564888 | 571413 | 575417 | 579392 | 582881 | Jefferson County, Colorado
Kiowa County, Colorado | Kiowa | 1398 | 1398 | 1404 | 1431 | 1409 | 1392 | 1380 | 1384 | 1342 | 1365 | 1379 | 1406 | Kiowa County, Colorado
Kit Carson County, Colorado | Kit Carson | 8270 | 8270 | 8263 | 8172 | 8072 | 8245 | 8018 | 8215 | 7626 | 7137 | 7159 | 7097 | Kit Carson County, Colorado
Lake County, Colorado | Lake | 7310 | 7310 | 7264 | 7343 | 7253 | 7263 | 7317 | 7442 | 7590 | 7750 | 7846 | 8127 | Lake County, Colorado
La Plata County, Colorado | La Plata | 51334 | 51335 | 51411 | 51866 | 52451 | 53368 | 53865 | 54687 | 55316 | 55563 | 56299 | 56221 | La Plata County, Colorado
Larimer County, Colorado | Larimer | 299630 | 299630 | 300441 | 305246 | 310842 | 316225 | 324008 | 333303 | 338984 | 344084 | 350660 | 356899 | Larimer County, Colorado
Las Animas County, Colorado | Las Animas | 15507 | 15507 | 15422 | 15053 | 14992 | 14396 | 14048 | 14043 | 14073 | 14201 | 14508 | 14506 | Las Animas County, Colorado
Lincoln County, Colorado | Lincoln | 5467 | 5469 | 5471 | 5419 | 5440 | 5435 | 5501 | 5543 | 5551 | 5523 | 5606 | 5701 | Lincoln County, Colorado
Logan County, Colorado | Logan | 22709 | 22709 | 22750 | 22577 | 22356 | 22174 | 22440 | 22472 | 22435 | 22317 | 22268 | 22409 | Logan County, Colorado
Mesa County, Colorado | Mesa | 146723 | 146733 | 146259 | 147174 | 147317 | 147175 | 147113 | 148025 | 149736 | 151170 | 152951 | 154210 | Mesa County, Colorado
Mineral County, Colorado | Mineral | 712 | 712 | 704 | 711 | 719 | 732 | 704 | 744 | 756 | 753 | 772 | 769 | Mineral County, Colorado
Moffat County, Colorado | Moffat | 13795 | 13791 | 13794 | 13423 | 13171 | 13126 | 12934 | 12939 | 13144 | 13088 | 13183 | 13283 | Moffat County, Colorado
Montezuma County, Colorado | Montezuma | 25535 | 25541 | 25576 | 25476 | 25476 | 25542 | 25514 | 25716 | 25994 | 26112 | 26152 | 26183 | Montezuma County, Colorado
Montrose County, Colorado | Montrose | 41276 | 41276 | 41186 | 40974 | 40650 | 40549 | 40585 | 40562 | 41151 | 41753 | 42206 | 42758 | Montrose County, Colorado
Morgan County, Colorado | Morgan | 28159 | 28159 | 28241 | 28452 | 28248 | 28223 | 28103 | 28252 | 28199 | 28295 | 28769 | 29068 | Morgan County, Colorado
Otero County, Colorado | Otero | 18831 | 18833 | 18859 | 18839 | 18634 | 18452 | 18336 | 18182 | 18266 | 18345 | 18338 | 18278 | Otero County, Colorado
Ouray County, Colorado | Ouray | 4436 | 4442 | 4456 | 4423 | 4507 | 4552 | 4574 | 4608 | 4789 | 4813 | 4822 | 4952 | Ouray County, Colorado
Park County, Colorado | Park | 16206 | 16203 | 16279 | 16055 | 16049 | 16184 | 16381 | 16726 | 17343 | 17894 | 18525 | 18845 | Park County, Colorado
Phillips County, Colorado | Phillips | 4442 | 4442 | 4469 | 4401 | 4417 | 4383 | 4392 | 4327 | 4280 | 4288 | 4285 | 4265 | Phillips County, Colorado
Pitkin County, Colorado | Pitkin | 17148 | 17144 | 17154 | 17169 | 17292 | 17460 | 17712 | 17940 | 17975 | 17973 | 17976 | 17767 | Pitkin County, Colorado
Prowers County, Colorado | Prowers | 12551 | 12551 | 12545 | 12502 | 12421 | 12317 | 12062 | 11936 | 11926 | 11998 | 12079 | 12172 | Prowers County, Colorado
Pueblo County, Colorado | Pueblo | 159063 | 159063 | 159390 | 160184 | 160721 | 161033 | 161356 | 163006 | 164774 | 166283 | 167422 | 168424 | Pueblo County, Colorado
Rio Blanco County, Colorado | Rio Blanco | 6666 | 6673 | 6623 | 6747 | 6758 | 6693 | 6595 | 6478 | 6436 | 6352 | 6330 | 6324 | Rio Blanco County, Colorado
Rio Grande County, Colorado | Rio Grande | 11982 | 11982 | 12023 | 11913 | 11866 | 11676 | 11504 | 11352 | 11337 | 11297 | 11271 | 11267 | Rio Grande County, Colorado
Routt County, Colorado | Routt | 23509 | 23506 | 23434 | 23252 | 23272 | 23599 | 24067 | 24360 | 24682 | 25171 | 25507 | 25638 | Routt County, Colorado
Saguache County, Colorado | Saguache | 6108 | 6108 | 6136 | 6188 | 6333 | 6242 | 6198 | 6253 | 6412 | 6633 | 6840 | 6824 | Saguache County, Colorado
San Juan County, Colorado | San Juan | 699 | 699 | 708 | 690 | 692 | 692 | 712 | 689 | 691 | 712 | 764 | 728 | San Juan County, Colorado
San Miguel County, Colorado | San Miguel | 7359 | 7359 | 7357 | 7487 | 7581 | 7621 | 7738 | 7836 | 8017 | 8034 | 8180 | 8179 | San Miguel County, Colorado
Sedgwick County, Colorado | Sedgwick | 2379 | 2382 | 2371 | 2372 | 2378 | 2340 | 2334 | 2373 | 2400 | 2311 | 2276 | 2248 | Sedgwick County, Colorado
Summit County, Colorado | Summit | 27994 | 27994 | 28073 | 28042 | 28298 | 28728 | 29317 | 30045 | 30552 | 30820 | 30817 | 31011 | Summit County, Colorado
Teller County, Colorado | Teller | 23350 | 23359 | 23469 | 23369 | 23445 | 23356 | 23433 | 23388 | 24058 | 24674 | 25113 | 25388 | Teller County, Colorado
Washington County, Colorado | Washington | 4814 | 4812 | 4821 | 4762 | 4701 | 4743 | 4733 | 4786 | 4834 | 4921 | 4888 | 4908 | Washington County, Colorado
Weld County, Colorado | Weld | 252825 | 252827 | 254207 | 258827 | 264131 | 270165 | 277112 | 285819 | 295712 | 305885 | 314815 | 324492 | Weld County, Colorado
Yuma County, Colorado | Yuma | 10043 | 10043 | 10049 | 10134 | 10100 | 10132 | 10184 | 10037 | 10055 | 9959 | 9947 | 10019 | Yuma County, Colorado
Fairfield County, Connecticut | Fairfield | 916829 | 916904 | 919355 | 928000 | 935099 | 939924 | 944196 | 944943 | 944347 | 943038 | 943971 | 943332 | Fairfield County, Connecticut
Hartford County, Connecticut | Hartford | 894014 | 894052 | 895236 | 896864 | 897706 | 897678 | 897407 | 896290 | 894141 | 893076 | 892580 | 891720 | Hartford County, Connecticut
Litchfield County, Connecticut | Litchfield | 189927 | 189880 | 189763 | 188972 | 187570 | 186836 | 185343 | 184122 | 182793 | 181667 | 181095 | 180333 | Litchfield County, Connecticut
Middlesex County, Connecticut | Middlesex | 165676 | 165672 | 165616 | 166174 | 165634 | 165329 | 164786 | 163724 | 163292 | 162942 | 162870 | 162436 | Middlesex County, Connecticut
New Haven County, Connecticut | New Haven | 862477 | 862442 | 863357 | 863871 | 864566 | 862820 | 862885 | 860186 | 857901 | 857748 | 856971 | 854757 | New Haven County, Connecticut
New London County, Connecticut | New London | 274055 | 274070 | 274004 | 273037 | 274091 | 272976 | 271462 | 269636 | 268403 | 267419 | 266285 | 265206 | New London County, Connecticut
Tolland County, Connecticut | Tolland | 152691 | 152747 | 153239 | 153050 | 151967 | 151778 | 151693 | 151734 | 151162 | 151009 | 150689 | 150721 | Tolland County, Connecticut
Windham County, Connecticut | Windham | 118428 | 118380 | 118544 | 118315 | 117914 | 117500 | 116752 | 116487 | 116102 | 116398 | 117059 | 116782 | Windham County, Connecticut
Kent County, Delaware | Kent | 162310 | 162350 | 162956 | 165110 | 167297 | 169038 | 171456 | 173128 | 174542 | 176499 | 178540 | 180786 | Kent County, Delaware
New Castle County, Delaware | New Castle | 538479 | 538484 | 538752 | 541909 | 544848 | 548331 | 550768 | 553488 | 555058 | 555976 | 557550 | 558753 | New Castle County, Delaware
Sussex County, Delaware | Sussex | 197145 | 197103 | 197885 | 200362 | 203034 | 206207 | 210263 | 214636 | 219321 | 224348 | 229389 | 234225 | Sussex County, Delaware
District of Columbia, District of Columbia | #VALUE! | 601723 | 601767 | 605226 | 619800 | 634924 | 650581 | 662328 | 675400 | 685815 | 694906 | 701547 | 705749 | District of Columbia, District of Columbia
Alachua County, Florida | Alachua | 247336 | 247337 | 247614 | 249834 | 251520 | 252475 | 255456 | 259052 | 263959 | 266309 | 268851 | 269043 | Alachua County, Florida
Baker County, Florida | Baker | 27115 | 27115 | 27066 | 27049 | 27053 | 27009 | 27122 | 27355 | 27884 | 28254 | 28353 | 29210 | Baker County, Florida
Bay County, Florida | Bay | 168852 | 168850 | 169206 | 169555 | 171757 | 174596 | 178289 | 181488 | 183634 | 184736 | 186240 | 174705 | Bay County, Florida
Bradford County, Florida | Bradford | 28520 | 28519 | 28536 | 28431 | 27051 | 26802 | 26552 | 26748 | 26740 | 27142 | 27752 | 28201 | Bradford County, Florida
Brevard County, Florida | Brevard | 543376 | 543372 | 543965 | 544359 | 546966 | 550255 | 555548 | 565746 | 576874 | 587769 | 595203 | 601942 | Brevard County, Florida
Broward County, Florida | Broward | 1748066 | 1748146 | 1752803 | 1786980 | 1814253 | 1836600 | 1860933 | 1885040 | 1912583 | 1934516 | 1946107 | 1952778 | Broward County, Florida
Calhoun County, Florida | Calhoun | 14625 | 14627 | 14647 | 14717 | 14665 | 14578 | 14450 | 14406 | 14330 | 14428 | 14543 | 14105 | Calhoun County, Florida
Charlotte County, Florida | Charlotte | 159978 | 159967 | 159875 | 159869 | 162744 | 164671 | 168041 | 172382 | 177671 | 181522 | 184849 | 188910 | Charlotte County, Florida
Citrus County, Florida | Citrus | 141236 | 141230 | 141173 | 139764 | 139180 | 138829 | 138828 | 140287 | 142804 | 145415 | 147682 | 149657 | Citrus County, Florida
Clay County, Florida | Clay | 190865 | 190878 | 191451 | 192314 | 193861 | 195657 | 198570 | 202392 | 207246 | 212228 | 215908 | 219252 | Clay County, Florida
Collier County, Florida | Collier | 321520 | 321522 | 322581 | 327629 | 332233 | 338987 | 347211 | 356041 | 365445 | 372678 | 378201 | 384902 | Collier County, Florida
Columbia County, Florida | Columbia | 67531 | 67526 | 67553 | 67317 | 67884 | 67417 | 67779 | 68222 | 69265 | 69999 | 70668 | 71686 | Columbia County, Florida
DeSoto County, Florida | DeSoto | 34862 | 34862 | 34934 | 34845 | 35005 | 34905 | 35338 | 35648 | 36255 | 37241 | 37368 | 38001 | DeSoto County, Florida
Dixie County, Florida | Dixie | 16422 | 16422 | 16400 | 16406 | 16153 | 16084 | 16041 | 16353 | 16465 | 16615 | 16685 | 16826 | Dixie County, Florida
Duval County, Florida | Duval | 864263 | 864253 | 865628 | 872355 | 880108 | 885943 | 896668 | 910578 | 926010 | 937933 | 948652 | 957755 | Duval County, Florida
Escambia County, Florida | Escambia | 297619 | 297620 | 298038 | 299401 | 303423 | 306694 | 307960 | 309311 | 311473 | 313249 | 315104 | 318316 | Escambia County, Florida
Flagler County, Florida | Flagler | 95696 | 95692 | 96066 | 97462 | 98434 | 99798 | 101889 | 104436 | 107406 | 109999 | 112085 | 115081 | Flagler County, Florida
Franklin County, Florida | Franklin | 11549 | 11549 | 11522 | 11472 | 11612 | 11521 | 11661 | 11707 | 11823 | 11724 | 11676 | 12125 | Franklin County, Florida
Gadsden County, Florida | Gadsden | 46389 | 47744 | 47794 | 47373 | 46574 | 46087 | 46114 | 46060 | 46086 | 45993 | 45927 | 45660 | Gadsden County, Florida
Gilchrist County, Florida | Gilchrist | 16939 | 16941 | 17000 | 16994 | 16897 | 16957 | 16991 | 17378 | 17622 | 17900 | 18284 | 18582 | Gilchrist County, Florida
Glades County, Florida | Glades | 12884 | 12881 | 12869 | 12837 | 12669 | 12670 | 12943 | 13099 | 13406 | 13580 | 13686 | 13811 | Glades County, Florida
Gulf County, Florida | Gulf | 15863 | 15863 | 15825 | 15764 | 15770 | 15884 | 16002 | 15929 | 16062 | 16105 | 16146 | 13639 | Gulf County, Florida
Hamilton County, Florida | Hamilton | 14799 | 14799 | 14683 | 14595 | 14721 | 14342 | 14071 | 14272 | 14303 | 14364 | 14262 | 14428 | Hamilton County, Florida
Hardee County, Florida | Hardee | 27731 | 27737 | 27730 | 27684 | 27439 | 27311 | 27266 | 27177 | 27219 | 27154 | 27168 | 26937 | Hardee County, Florida
Hendry County, Florida | Hendry | 39140 | 39143 | 39009 | 38972 | 37870 | 37809 | 38474 | 39248 | 40037 | 41018 | 41336 | 42022 | Hendry County, Florida
Hernando County, Florida | Hernando | 172778 | 172778 | 172969 | 172847 | 172718 | 173639 | 175298 | 177900 | 182459 | 186704 | 190582 | 193920 | Hernando County, Florida
Highlands County, Florida | Highlands | 98786 | 98784 | 98635 | 98477 | 98222 | 98077 | 98584 | 100137 | 102041 | 103852 | 104933 | 106221 | Highlands County, Florida
Hillsborough County, Florida | Hillsborough | 1229226 | 1229202 | 1233498 | 1255503 | 1279639 | 1304131 | 1332298 | 1364073 | 1396693 | 1426736 | 1451919 | 1471968 | Hillsborough County, Florida
Holmes County, Florida | Holmes | 19927 | 19923 | 19843 | 19838 | 19697 | 19594 | 19564 | 19273 | 19398 | 19427 | 19443 | 19617 | Holmes County, Florida
Indian River County, Florida | Indian River | 138028 | 138028 | 138270 | 139103 | 140473 | 141895 | 144445 | 147434 | 151159 | 154241 | 157187 | 159923 | Indian River County, Florida
Jackson County, Florida | Jackson | 49746 | 49764 | 49648 | 49197 | 49109 | 48880 | 48730 | 48609 | 48299 | 48289 | 48112 | 46414 | Jackson County, Florida
Jefferson County, Florida | Jefferson | 14761 | 14761 | 14755 | 14529 | 14219 | 14209 | 14056 | 14115 | 13960 | 14165 | 14321 | 14246 | Jefferson County, Florida
Lafayette County, Florida | Lafayette | 8870 | 8868 | 8808 | 8798 | 8791 | 8819 | 8862 | 8724 | 8747 | 8602 | 8691 | 8422 | Lafayette County, Florida
Lake County, Florida | Lake | 297052 | 297047 | 297709 | 300505 | 303725 | 307973 | 315340 | 325154 | 334913 | 345432 | 356720 | 367118 | Lake County, Florida
Lee County, Florida | Lee | 618754 | 618755 | 620449 | 631053 | 644197 | 659834 | 677232 | 699644 | 722649 | 740000 | 754470 | 770577 | Lee County, Florida
Leon County, Florida | Leon | 275487 | 275483 | 275971 | 278371 | 283620 | 281887 | 283770 | 285904 | 286744 | 290965 | 291657 | 293582 | Leon County, Florida
Levy County, Florida | Levy | 40801 | 40798 | 40720 | 40151 | 39823 | 39433 | 39296 | 39601 | 39837 | 40276 | 40798 | 41503 | Levy County, Florida
Liberty County, Florida | Liberty | 8365 | 8365 | 8349 | 8264 | 8301 | 8357 | 8418 | 8409 | 8300 | 8236 | 8427 | 8354 | Liberty County, Florida
Madison County, Florida | Madison | 19224 | 19226 | 19248 | 19130 | 18972 | 18753 | 18601 | 18478 | 18316 | 18474 | 18540 | 18493 | Madison County, Florida
Manatee County, Florida | Manatee | 322833 | 322879 | 323424 | 327549 | 333844 | 341855 | 350865 | 362548 | 375373 | 385506 | 394387 | 403253 | Manatee County, Florida
Marion County, Florida | Marion | 331298 | 331299 | 331331 | 332286 | 333873 | 335083 | 338005 | 342182 | 347469 | 353339 | 359062 | 365579 | Marion County, Florida
Martin County, Florida | Martin | 146318 | 146852 | 146909 | 147871 | 148981 | 151126 | 153119 | 155559 | 158325 | 159701 | 160742 | 161000 | Martin County, Florida
Miami-Dade County, Florida | Miami-Dade | 2496435 | 2497993 | 2506972 | 2544531 | 2576554 | 2609692 | 2634269 | 2659839 | 2692213 | 2713295 | 2714854 | 2716940 | Miami-Dade County, Florida
Monroe County, Florida | Monroe | 73090 | 73090 | 73220 | 73967 | 74560 | 75813 | 76261 | 76648 | 76872 | 76483 | 74757 | 74228 | Monroe County, Florida
Nassau County, Florida | Nassau | 73314 | 73310 | 73513 | 74148 | 74519 | 75384 | 76250 | 77951 | 80055 | 82925 | 85936 | 88625 | Nassau County, Florida
Okaloosa County, Florida | Okaloosa | 180822 | 180824 | 180715 | 183102 | 189762 | 192688 | 194615 | 197748 | 200071 | 203478 | 206934 | 210738 | Okaloosa County, Florida
Okeechobee County, Florida | Okeechobee | 39996 | 39996 | 40025 | 39869 | 39710 | 39482 | 39569 | 39854 | 40769 | 41275 | 41654 | 42168 | Okeechobee County, Florida
Orange County, Florida | Orange | 1145956 | 1145957 | 1148564 | 1170579 | 1202498 | 1227435 | 1256606 | 1291301 | 1326516 | 1355921 | 1381540 | 1393452 | Orange County, Florida
Osceola County, Florida | Osceola | 268685 | 268685 | 269837 | 278636 | 288876 | 299238 | 311046 | 323736 | 338209 | 353623 | 368456 | 375751 | Osceola County, Florida
Palm Beach County, Florida | Palm Beach | 1320134 | 1320135 | 1323619 | 1336760 | 1354936 | 1376462 | 1398656 | 1424256 | 1450890 | 1470344 | 1482876 | 1496770 | Palm Beach County, Florida
Pasco County, Florida | Pasco | 464697 | 464705 | 465487 | 466464 | 469637 | 474352 | 483399 | 494895 | 509937 | 525141 | 539090 | 553947 | Pasco County, Florida
Pinellas County, Florida | Pinellas | 916542 | 916800 | 916412 | 918455 | 921642 | 928414 | 936400 | 947060 | 959874 | 968341 | 973058 | 974996 | Pinellas County, Florida
Polk County, Florida | Polk | 602095 | 602073 | 603102 | 609948 | 615453 | 622633 | 634398 | 648523 | 665823 | 685368 | 706597 | 724777 | Polk County, Florida
Putnam County, Florida | Putnam | 74364 | 74377 | 74220 | 73652 | 72927 | 72370 | 71971 | 71939 | 72373 | 73384 | 74043 | 74521 | Putnam County, Florida
St Johns County, Florida | St Johns | 190039 | 190038 | 191249 | 196106 | 202066 | 209439 | 217836 | 226362 | 234828 | 243693 | 253814 | 264672 | St Johns County, Florida
St Lucie County, Florida | St Lucie | 277789 | 277255 | 278264 | 280416 | 282931 | 285299 | 290045 | 297282 | 305566 | 313163 | 320425 | 328297 | St Lucie County, Florida
Santa Rosa County, Florida | Santa Rosa | 151372 | 151371 | 152908 | 155738 | 158190 | 160392 | 162668 | 166226 | 169894 | 174049 | 179295 | 184313 | Santa Rosa County, Florida
Sarasota County, Florida | Sarasota | 379448 | 379433 | 379930 | 382226 | 386437 | 389941 | 396363 | 404761 | 412968 | 419680 | 426329 | 433742 | Sarasota County, Florida
Seminole County, Florida | Seminole | 422718 | 422710 | 423051 | 426334 | 430537 | 435503 | 441399 | 448318 | 455945 | 462801 | 468122 | 471826 | Seminole County, Florida
Sumter County, Florida | Sumter | 93420 | 93420 | 94278 | 97975 | 101669 | 106898 | 112236 | 117076 | 122009 | 124995 | 128719 | 132420 | Sumter County, Florida
Suwannee County, Florida | Suwannee | 41551 | 41555 | 42328 | 43368 | 43534 | 43588 | 43786 | 43677 | 43834 | 44124 | 44179 | 44417 | Suwannee County, Florida
Taylor County, Florida | Taylor | 22570 | 22574 | 22595 | 22662 | 22758 | 22873 | 22584 | 22355 | 22099 | 21781 | 21545 | 21569 | Taylor County, Florida
Union County, Florida | Union | 15535 | 15535 | 15542 | 15302 | 15255 | 15160 | 15258 | 15265 | 15238 | 15448 | 15328 | 15237 | Union County, Florida
Volusia County, Florida | Volusia | 494593 | 494596 | 494440 | 494464 | 496535 | 500438 | 506715 | 516730 | 528453 | 537868 | 546101 | 553284 | Volusia County, Florida
Wakulla County, Florida | Wakulla | 30776 | 30783 | 30825 | 30973 | 30859 | 31004 | 31416 | 31523 | 31882 | 32050 | 32413 | 33739 | Wakulla County, Florida
Walton County, Florida | Walton | 55043 | 55046 | 55217 | 55602 | 57190 | 59193 | 61186 | 63066 | 65421 | 68021 | 70732 | 74071 | Walton County, Florida
Washington County, Florida | Washington | 24896 | 24896 | 24720 | 24510 | 24741 | 24504 | 24299 | 24552 | 24454 | 24546 | 24793 | 25473 | Washington County, Florida
Appling County, Georgia | Appling | 18236 | 18238 | 18334 | 18459 | 18385 | 18370 | 18472 | 18423 | 18428 | 18438 | 18526 | 18386 | Appling County, Georgia
Atkinson County, Georgia | Atkinson | 8375 | 8380 | 8364 | 8360 | 8255 | 8264 | 8215 | 8340 | 8244 | 8182 | 8262 | 8165 | Atkinson County, Georgia
Bacon County, Georgia | Bacon | 11096 | 11097 | 11062 | 11145 | 11150 | 11173 | 11178 | 11231 | 11275 | 11205 | 11132 | 11164 | Bacon County, Georgia
Baker County, Georgia | Baker | 3451 | 3447 | 3431 | 3311 | 3372 | 3348 | 3288 | 3194 | 3183 | 3159 | 3086 | 3038 | Baker County, Georgia
Baldwin County, Georgia | Baldwin | 45720 | 45840 | 45704 | 45175 | 46510 | 46178 | 45910 | 45549 | 45259 | 44963 | 44893 | 44890 | Baldwin County, Georgia
Banks County, Georgia | Banks | 18395 | 18379 | 18410 | 18249 | 18131 | 18221 | 18226 | 18381 | 18325 | 18628 | 18972 | 19234 | Banks County, Georgia
Barrow County, Georgia | Barrow | 69367 | 69356 | 69676 | 69844 | 70135 | 71239 | 72849 | 74979 | 77000 | 78899 | 80834 | 83240 | Barrow County, Georgia
Bartow County, Georgia | Bartow | 100157 | 100092 | 100050 | 100116 | 100240 | 100917 | 101233 | 102043 | 103338 | 105098 | 106378 | 107738 | Bartow County, Georgia
Ben Hill County, Georgia | Ben Hill | 17634 | 17660 | 17645 | 17591 | 17601 | 17450 | 17449 | 17357 | 17251 | 17037 | 16822 | 16700 | Ben Hill County, Georgia
Berrien County, Georgia | Berrien | 19286 | 19293 | 19361 | 19378 | 19160 | 19059 | 18813 | 18991 | 18996 | 19108 | 19266 | 19397 | Berrien County, Georgia
Bibb County, Georgia | Bibb | 155547 | 155783 | 155814 | 156211 | 156606 | 155031 | 154329 | 153945 | 153152 | 152840 | 152903 | 153159 | Bibb County, Georgia
Bleckley County, Georgia | Bleckley | 13063 | 13064 | 13036 | 13082 | 12890 | 12744 | 12713 | 12714 | 12864 | 12764 | 12821 | 12873 | Bleckley County, Georgia
Brantley County, Georgia | Brantley | 18411 | 18428 | 18479 | 18561 | 18532 | 18257 | 18366 | 18437 | 18415 | 18832 | 18985 | 19109 | Brantley County, Georgia
Brooks County, Georgia | Brooks | 16243 | 16314 | 16246 | 15982 | 15617 | 15649 | 15526 | 15670 | 15725 | 15617 | 15479 | 15457 | Brooks County, Georgia
Bryan County, Georgia | Bryan | 30233 | 30215 | 30377 | 31267 | 32251 | 33034 | 33664 | 34792 | 35839 | 36999 | 38059 | 39627 | Bryan County, Georgia
Bulloch County, Georgia | Bulloch | 70217 | 70243 | 70559 | 72637 | 73102 | 71816 | 72651 | 73116 | 74642 | 75991 | 77242 | 79608 | Bulloch County, Georgia
Burke County, Georgia | Burke | 23316 | 23326 | 23336 | 23506 | 23048 | 22824 | 22621 | 22632 | 22601 | 22545 | 22439 | 22383 | Burke County, Georgia
Butts County, Georgia | Butts | 23655 | 23695 | 23786 | 23609 | 23438 | 23218 | 23341 | 23520 | 23736 | 24067 | 24192 | 24936 | Butts County, Georgia
Calhoun County, Georgia | Calhoun | 6694 | 6697 | 6697 | 6625 | 6565 | 6596 | 6506 | 6534 | 6359 | 6389 | 6353 | 6189 | Calhoun County, Georgia
Camden County, Georgia | Camden | 50513 | 50512 | 50661 | 50303 | 51351 | 51404 | 51909 | 52439 | 52394 | 53005 | 53651 | 54666 | Camden County, Georgia
Candler County, Georgia | Candler | 10998 | 10999 | 11025 | 11209 | 11102 | 10960 | 10865 | 10873 | 10849 | 10706 | 10827 | 10803 | Candler County, Georgia
Carroll County, Georgia | Carroll | 110527 | 110570 | 110655 | 110728 | 111412 | 112265 | 113933 | 114461 | 116077 | 117390 | 117997 | 119992 | Carroll County, Georgia
Catoosa County, Georgia | Catoosa | 63942 | 63925 | 64069 | 64753 | 64864 | 65221 | 65467 | 65778 | 66265 | 66495 | 67380 | 67580 | Catoosa County, Georgia
Charlton County, Georgia | Charlton | 12171 | 12171 | 12853 | 13455 | 13348 | 13107 | 13051 | 13239 | 12842 | 12810 | 12919 | 13392 | Charlton County, Georgia
Chatham County, Georgia | Chatham | 265128 | 265127 | 265799 | 271623 | 276164 | 277650 | 282201 | 285959 | 288615 | 289309 | 289166 | 289430 | Chatham County, Georgia
Chattahoochee County, Georgia | Chattahoochee | 11267 | 11263 | 11182 | 11257 | 12265 | 12245 | 11696 | 11042 | 10047 | 10205 | 10600 | 10907 | Chattahoochee County, Georgia
Chattooga County, Georgia | Chattooga | 26015 | 26022 | 25959 | 25685 | 25627 | 25049 | 24861 | 24905 | 24836 | 24746 | 24782 | 24789 | Chattooga County, Georgia
Cherokee County, Georgia | Cherokee | 214346 | 214381 | 215197 | 217732 | 220643 | 224314 | 230167 | 235329 | 241795 | 247763 | 253914 | 258773 | Cherokee County, Georgia
Clarke County, Georgia | Clarke | 116714 | 116688 | 117403 | 118229 | 119891 | 120888 | 120386 | 123561 | 124905 | 126815 | 127268 | 128331 | Clarke County, Georgia
Clay County, Georgia | Clay | 3183 | 3186 | 3177 | 3162 | 3106 | 3015 | 3072 | 3077 | 3005 | 2955 | 2884 | 2834 | Clay County, Georgia
Clayton County, Georgia | Clayton | 259424 | 259630 | 259877 | 262031 | 265294 | 264015 | 266629 | 272720 | 279333 | 284184 | 289197 | 292256 | Clayton County, Georgia
Clinch County, Georgia | Clinch | 6798 | 6792 | 6764 | 6718 | 6690 | 6758 | 6781 | 6826 | 6742 | 6643 | 6603 | 6618 | Clinch County, Georgia
Cobb County, Georgia | Cobb | 688078 | 688065 | 689495 | 696507 | 706322 | 716017 | 727543 | 739052 | 748178 | 752649 | 756070 | 760141 | Cobb County, Georgia
Coffee County, Georgia | Coffee | 42356 | 42347 | 42728 | 42996 | 43124 | 43078 | 42884 | 42987 | 42908 | 42880 | 43055 | 43273 | Coffee County, Georgia
Colquitt County, Georgia | Colquitt | 45498 | 45496 | 45634 | 45772 | 46013 | 46126 | 45864 | 45466 | 45429 | 45480 | 45455 | 45600 | Colquitt County, Georgia
Columbia County, Georgia | Columbia | 124053 | 124016 | 124955 | 128804 | 132541 | 136141 | 139104 | 143837 | 147370 | 151529 | 154077 | 156714 | Columbia County, Georgia
Cook County, Georgia | Cook | 17212 | 17207 | 17185 | 17033 | 16904 | 17051 | 17297 | 17070 | 17162 | 17213 | 17171 | 17270 | Cook County, Georgia
Coweta County, Georgia | Coweta | 127317 | 127369 | 127937 | 129374 | 130593 | 132944 | 135140 | 138145 | 140497 | 143153 | 145998 | 148509 | Coweta County, Georgia
Crawford County, Georgia | Crawford | 12630 | 12601 | 12587 | 12585 | 12579 | 12483 | 12401 | 12354 | 12268 | 12263 | 12334 | 12404 | Crawford County, Georgia
Crisp County, Georgia | Crisp | 23439 | 23433 | 23433 | 23753 | 23589 | 23298 | 23061 | 22959 | 22905 | 22710 | 22617 | 22372 | Crisp County, Georgia
Dade County, Georgia | Dade | 16633 | 16643 | 16630 | 16600 | 16518 | 16453 | 16289 | 16162 | 16224 | 16254 | 16227 | 16116 | Dade County, Georgia
Dawson County, Georgia | Dawson | 22330 | 22382 | 22328 | 22340 | 22513 | 22732 | 23022 | 23369 | 23668 | 24406 | 25127 | 26108 | Dawson County, Georgia
Decatur County, Georgia | Decatur | 27842 | 27842 | 27817 | 27651 | 27442 | 27391 | 27167 | 27049 | 26679 | 26706 | 26573 | 26404 | Decatur County, Georgia
DeKalb County, Georgia | DeKalb | 691893 | 691961 | 692443 | 698329 | 710557 | 717740 | 724892 | 734434 | 746802 | 751176 | 754906 | 759297 | DeKalb County, Georgia
Dodge County, Georgia | Dodge | 21796 | 21796 | 21761 | 21614 | 21517 | 21429 | 21173 | 21142 | 20854 | 20749 | 20793 | 20605 | Dodge County, Georgia
Dooly County, Georgia | Dooly | 14918 | 14925 | 14854 | 14612 | 14415 | 14372 | 14246 | 14034 | 13853 | 13691 | 13709 | 13390 | Dooly County, Georgia
Dougherty County, Georgia | Dougherty | 94565 | 94564 | 94513 | 95063 | 94694 | 93411 | 92742 | 91513 | 90389 | 89457 | 89200 | 87956 | Dougherty County, Georgia
Douglas County, Georgia | Douglas | 132403 | 132282 | 132573 | 133106 | 133555 | 136024 | 138007 | 140173 | 141664 | 143376 | 145024 | 146343 | Douglas County, Georgia
Early County, Georgia | Early | 11008 | 11008 | 10983 | 10790 | 10640 | 10540 | 10450 | 10462 | 10306 | 10317 | 10286 | 10190 | Early County, Georgia
Echols County, Georgia | Echols | 4034 | 4023 | 4015 | 4064 | 3967 | 3993 | 4032 | 4030 | 3956 | 3914 | 4000 | 4006 | Echols County, Georgia
Effingham County, Georgia | Effingham | 52250 | 52255 | 52464 | 52692 | 53330 | 54419 | 55410 | 57076 | 58699 | 60086 | 62228 | 64296 | Effingham County, Georgia
Elbert County, Georgia | Elbert | 20166 | 20164 | 20100 | 19820 | 19576 | 19490 | 19387 | 19302 | 19136 | 19102 | 19095 | 19194 | Elbert County, Georgia
Emanuel County, Georgia | Emanuel | 22598 | 22596 | 22607 | 22492 | 22732 | 22631 | 22482 | 22471 | 22406 | 22533 | 22607 | 22646 | Emanuel County, Georgia
Evans County, Georgia | Evans | 11000 | 11002 | 11021 | 10980 | 10678 | 10794 | 10811 | 10690 | 10648 | 10741 | 10702 | 10654 | Evans County, Georgia
Fannin County, Georgia | Fannin | 23682 | 23709 | 23685 | 23648 | 23615 | 23831 | 23863 | 24442 | 25032 | 25332 | 25981 | 26188 | Fannin County, Georgia
Fayette County, Georgia | Fayette | 106567 | 106560 | 106938 | 107156 | 107315 | 108054 | 109199 | 110141 | 111218 | 112553 | 113181 | 114421 | Fayette County, Georgia
Floyd County, Georgia | Floyd | 96317 | 96314 | 96431 | 96161 | 95940 | 95880 | 95868 | 96186 | 96698 | 97500 | 97964 | 98498 | Floyd County, Georgia
Forsyth County, Georgia | Forsyth | 175511 | 175484 | 176723 | 181794 | 186793 | 193801 | 202598 | 211250 | 220481 | 228940 | 236993 | 244252 | Forsyth County, Georgia
Franklin County, Georgia | Franklin | 22084 | 22093 | 22074 | 21972 | 21916 | 22045 | 22175 | 22267 | 22316 | 22864 | 23034 | 23349 | Franklin County, Georgia
Fulton County, Georgia | Fulton | 920581 | 920445 | 925632 | 947469 | 973221 | 981472 | 991847 | 1005127 | 1022866 | 1038938 | 1050131 | 1063937 | Fulton County, Georgia
Gilmer County, Georgia | Gilmer | 28292 | 28294 | 28339 | 28325 | 28288 | 28717 | 28994 | 29514 | 29911 | 30443 | 30835 | 31369 | Gilmer County, Georgia
Glascock County, Georgia | Glascock | 3082 | 3086 | 3079 | 3103 | 3107 | 3060 | 3008 | 3020 | 2978 | 3032 | 2977 | 2971 | Glascock County, Georgia
Glynn County, Georgia | Glynn | 79626 | 79627 | 79744 | 80111 | 80866 | 81497 | 82177 | 83311 | 84099 | 84675 | 84975 | 85292 | Glynn County, Georgia
Gordon County, Georgia | Gordon | 55186 | 55221 | 55257 | 55520 | 55687 | 55761 | 55836 | 56324 | 56933 | 57164 | 57628 | 57963 | Gordon County, Georgia
Grady County, Georgia | Grady | 25011 | 25013 | 25021 | 25097 | 25270 | 25101 | 25215 | 25089 | 24869 | 24773 | 24774 | 24633 | Grady County, Georgia
Greene County, Georgia | Greene | 15994 | 15996 | 15976 | 16050 | 16118 | 16243 | 16418 | 16617 | 16869 | 17203 | 17733 | 18324 | Greene County, Georgia
Gwinnett County, Georgia | Gwinnett | 805321 | 805286 | 808007 | 822415 | 836844 | 853459 | 870986 | 888494 | 904962 | 918186 | 927337 | 936250 | Gwinnett County, Georgia
Habersham County, Georgia | Habersham | 43041 | 43032 | 43061 | 43043 | 43377 | 43154 | 43564 | 43792 | 44104 | 44535 | 45373 | 45328 | Habersham County, Georgia
Hall County, Georgia | Hall | 179684 | 179724 | 180033 | 182269 | 184102 | 186431 | 189142 | 192245 | 196159 | 198953 | 201538 | 204441 | Hall County, Georgia
Hancock County, Georgia | Hancock | 9429 | 9401 | 9433 | 9395 | 9079 | 8952 | 8571 | 8578 | 8633 | 8539 | 8368 | 8457 | Hancock County, Georgia
Haralson County, Georgia | Haralson | 28780 | 28775 | 28758 | 28465 | 28310 | 28335 | 28487 | 28702 | 28830 | 29248 | 29561 | 29792 | Haralson County, Georgia
Harris County, Georgia | Harris | 32024 | 31994 | 32149 | 32307 | 32570 | 32532 | 32737 | 33155 | 33633 | 33943 | 34560 | 35236 | Harris County, Georgia
Hart County, Georgia | Hart | 25213 | 25210 | 25240 | 25417 | 25513 | 25456 | 25362 | 25410 | 25471 | 25710 | 26071 | 26205 | Hart County, Georgia
Heard County, Georgia | Heard | 11834 | 11829 | 11841 | 11731 | 11652 | 11564 | 11623 | 11556 | 11579 | 11751 | 11871 | 11923 | Heard County, Georgia
Henry County, Georgia | Henry | 203922 | 203777 | 205039 | 206911 | 208005 | 210012 | 212957 | 216414 | 220896 | 225182 | 229728 | 234561 | Henry County, Georgia
Houston County, Georgia | Houston | 139900 | 139819 | 140651 | 143775 | 145827 | 147527 | 148575 | 149323 | 151622 | 153202 | 155523 | 157863 | Houston County, Georgia
Irwin County, Georgia | Irwin | 9538 | 9513 | 9577 | 9676 | 9597 | 9345 | 9078 | 9135 | 9302 | 9352 | 9396 | 9416 | Irwin County, Georgia
Jackson County, Georgia | Jackson | 60485 | 60461 | 60696 | 60974 | 60844 | 61268 | 62101 | 63418 | 65061 | 67644 | 70325 | 72977 | Jackson County, Georgia
Jasper County, Georgia | Jasper | 13900 | 13894 | 13889 | 13832 | 13640 | 13597 | 13531 | 13683 | 13767 | 13882 | 14029 | 14219 | Jasper County, Georgia
Jeff Davis County, Georgia | Jeff Davis | 15068 | 15074 | 15111 | 15158 | 15192 | 15042 | 14927 | 15013 | 14965 | 15039 | 15048 | 15115 | Jeff Davis County, Georgia
Jefferson County, Georgia | Jefferson | 16930 | 16916 | 16869 | 16769 | 16347 | 16240 | 16119 | 15917 | 15755 | 15630 | 15424 | 15362 | Jefferson County, Georgia
Jenkins County, Georgia | Jenkins | 8340 | 8333 | 8320 | 8125 | 9108 | 9194 | 9034 | 8899 | 8812 | 8813 | 8765 | 8676 | Jenkins County, Georgia
Johnson County, Georgia | Johnson | 9980 | 9974 | 9986 | 9999 | 10004 | 9900 | 9803 | 9708 | 9660 | 9737 | 9706 | 9643 | Johnson County, Georgia
Jones County, Georgia | Jones | 28669 | 28668 | 28646 | 28740 | 28624 | 28576 | 28652 | 28441 | 28574 | 28466 | 28680 | 28735 | Jones County, Georgia
Lamar County, Georgia | Lamar | 18317 | 18311 | 18265 | 18160 | 18030 | 17929 | 18189 | 18236 | 18484 | 18600 | 18961 | 19077 | Lamar County, Georgia
Lanier County, Georgia | Lanier | 10078 | 10077 | 10104 | 10482 | 10466 | 10412 | 10369 | 10269 | 10430 | 10425 | 10355 | 10423 | Lanier County, Georgia
Laurens County, Georgia | Laurens | 48434 | 48435 | 48384 | 47891 | 47842 | 47733 | 47569 | 47486 | 47279 | 47376 | 47336 | 47546 | Laurens County, Georgia
Lee County, Georgia | Lee | 28298 | 28295 | 28414 | 28578 | 28708 | 29039 | 29122 | 29173 | 29184 | 29410 | 29751 | 29992 | Lee County, Georgia
Liberty County, Georgia | Liberty | 63453 | 63585 | 62765 | 65179 | 64412 | 62341 | 64091 | 61611 | 61473 | 61619 | 60606 | 61435 | Liberty County, Georgia
Lincoln County, Georgia | Lincoln | 7996 | 7996 | 7970 | 7872 | 7764 | 7734 | 7644 | 7722 | 7855 | 7856 | 7925 | 7921 | Lincoln County, Georgia
Long County, Georgia | Long | 14464 | 14344 | 14574 | 15088 | 15994 | 16484 | 17029 | 17658 | 18372 | 18780 | 19091 | 19559 | Long County, Georgia
Lowndes County, Georgia | Lowndes | 109233 | 109248 | 109689 | 111479 | 114071 | 112883 | 113506 | 113342 | 114360 | 115404 | 116309 | 117406 | Lowndes County, Georgia
Lumpkin County, Georgia | Lumpkin | 29966 | 29953 | 30282 | 30457 | 30686 | 30873 | 31120 | 31285 | 31415 | 32801 | 32899 | 33610 | Lumpkin County, Georgia
McDuffie County, Georgia | McDuffie | 21875 | 21867 | 21803 | 21614 | 21630 | 21499 | 21524 | 21462 | 21456 | 21511 | 21532 | 21312 | McDuffie County, Georgia
McIntosh County, Georgia | McIntosh | 14333 | 14330 | 14311 | 14223 | 13883 | 14027 | 14064 | 14031 | 14057 | 14080 | 14322 | 14378 | McIntosh County, Georgia
Macon County, Georgia | Macon | 14740 | 14743 | 14645 | 14454 | 14301 | 13976 | 13819 | 13688 | 13478 | 13254 | 13160 | 12947 | Macon County, Georgia
Madison County, Georgia | Madison | 28120 | 28167 | 28212 | 28174 | 28070 | 28202 | 28362 | 28419 | 28856 | 29295 | 29642 | 29880 | Madison County, Georgia
Marion County, Georgia | Marion | 8742 | 8738 | 8741 | 8701 | 8672 | 8580 | 8632 | 8558 | 8468 | 8403 | 8373 | 8359 | Marion County, Georgia
Meriwether County, Georgia | Meriwether | 21992 | 21978 | 21818 | 21598 | 21335 | 21217 | 21208 | 21173 | 21074 | 21021 | 21094 | 21167 | Meriwether County, Georgia
Miller County, Georgia | Miller | 6125 | 6127 | 6133 | 6071 | 6004 | 5899 | 5944 | 5848 | 5874 | 5813 | 5684 | 5718 | Miller County, Georgia
Mitchell County, Georgia | Mitchell | 23498 | 23501 | 23502 | 23400 | 23086 | 22992 | 22715 | 22449 | 22455 | 22317 | 22135 | 21863 | Mitchell County, Georgia
Monroe County, Georgia | Monroe | 26424 | 26167 | 26179 | 26344 | 26373 | 26619 | 26667 | 26708 | 26905 | 27163 | 27503 | 27578 | Monroe County, Georgia
Montgomery County, Georgia | Montgomery | 9123 | 9181 | 9144 | 9030 | 8887 | 8957 | 8982 | 8942 | 8985 | 9024 | 9168 | 9172 | Montgomery County, Georgia
Morgan County, Georgia | Morgan | 17868 | 17871 | 17901 | 17907 | 17809 | 17682 | 17896 | 17948 | 18107 | 18373 | 18831 | 19276 | Morgan County, Georgia
Murray County, Georgia | Murray | 39628 | 39628 | 39533 | 39365 | 39311 | 39178 | 39215 | 39430 | 39347 | 39803 | 39943 | 40096 | Murray County, Georgia
Muscogee County, Georgia | Muscogee | 189885 | 190570 | 191101 | 195271 | 198965 | 203225 | 200563 | 198702 | 196219 | 193836 | 194169 | 195769 | Muscogee County, Georgia
Newton County, Georgia | Newton | 99958 | 99967 | 100133 | 100444 | 100956 | 102040 | 103441 | 104884 | 106499 | 107846 | 109421 | 111744 | Newton County, Georgia
Oconee County, Georgia | Oconee | 32808 | 32831 | 32925 | 33264 | 33514 | 34077 | 35072 | 35853 | 36929 | 38122 | 39478 | 40280 | Oconee County, Georgia
Oglethorpe County, Georgia | Oglethorpe | 14899 | 14881 | 14899 | 14708 | 14509 | 14423 | 14541 | 14732 | 14712 | 14874 | 15080 | 15259 | Oglethorpe County, Georgia
Paulding County, Georgia | Paulding | 142324 | 142397 | 142837 | 143606 | 144738 | 146753 | 148532 | 151649 | 155246 | 159509 | 164053 | 168667 | Paulding County, Georgia
Peach County, Georgia | Peach | 27695 | 27807 | 27857 | 27786 | 27765 | 27162 | 27142 | 26970 | 26885 | 26961 | 27363 | 27546 | Peach County, Georgia
Pickens County, Georgia | Pickens | 29431 | 29404 | 29436 | 29390 | 29260 | 29387 | 29807 | 30136 | 30652 | 31541 | 32014 | 32591 | Pickens County, Georgia
Pierce County, Georgia | Pierce | 18758 | 18760 | 18815 | 18774 | 18905 | 19017 | 19010 | 19094 | 19104 | 19197 | 19388 | 19465 | Pierce County, Georgia
Pike County, Georgia | Pike | 17869 | 17873 | 17922 | 17785 | 17770 | 17774 | 17765 | 17925 | 17897 | 18204 | 18647 | 18962 | Pike County, Georgia
Polk County, Georgia | Polk | 41475 | 41495 | 41547 | 41281 | 41101 | 40977 | 40879 | 41207 | 41555 | 41818 | 42346 | 42613 | Polk County, Georgia
Pulaski County, Georgia | Pulaski | 12010 | 11999 | 11969 | 11839 | 11699 | 11563 | 11509 | 11395 | 11288 | 11181 | 11080 | 11137 | Pulaski County, Georgia
Putnam County, Georgia | Putnam | 21218 | 21218 | 21191 | 21240 | 21133 | 21280 | 21143 | 21307 | 21515 | 21692 | 21820 | 22119 | Putnam County, Georgia
Quitman County, Georgia | Quitman | 2513 | 2510 | 2512 | 2453 | 2406 | 2367 | 2285 | 2275 | 2320 | 2333 | 2260 | 2299 | Quitman County, Georgia
Rabun County, Georgia | Rabun | 16276 | 16273 | 16277 | 16257 | 16304 | 16184 | 16158 | 16223 | 16465 | 16545 | 16857 | 17137 | Rabun County, Georgia
Randolph County, Georgia | Randolph | 7719 | 7721 | 7668 | 7567 | 7308 | 7201 | 7314 | 7150 | 7155 | 6969 | 6812 | 6778 | Randolph County, Georgia
Richmond County, Georgia | Richmond | 200549 | 200594 | 201115 | 200568 | 201742 | 201335 | 201287 | 201451 | 201949 | 201673 | 201667 | 202518 | Richmond County, Georgia
Rockdale County, Georgia | Rockdale | 85215 | 85169 | 85354 | 85409 | 85427 | 86480 | 87164 | 88354 | 88987 | 89843 | 90505 | 90896 | Rockdale County, Georgia
Schley County, Georgia | Schley | 5010 | 5013 | 5020 | 5044 | 5024 | 5095 | 5189 | 5209 | 5173 | 5235 | 5230 | 5257 | Schley County, Georgia
Screven County, Georgia | Screven | 14593 | 14594 | 14501 | 14405 | 14168 | 14145 | 14002 | 14059 | 14003 | 13956 | 13960 | 13966 | Screven County, Georgia
Seminole County, Georgia | Seminole | 8729 | 8729 | 8727 | 8767 | 8871 | 8848 | 8603 | 8565 | 8427 | 8253 | 8270 | 8090 | Seminole County, Georgia
Spalding County, Georgia | Spalding | 64073 | 64109 | 64096 | 64044 | 63691 | 63508 | 63692 | 63818 | 64546 | 65358 | 66107 | 66703 | Spalding County, Georgia
Stephens County, Georgia | Stephens | 26175 | 26153 | 26117 | 25750 | 25703 | 25551 | 25406 | 25446 | 25637 | 25736 | 26007 | 25925 | Stephens County, Georgia
Stewart County, Georgia | Stewart | 6058 | 6060 | 6102 | 6067 | 6109 | 5559 | 5887 | 5973 | 6122 | 6314 | 6435 | 6621 | Stewart County, Georgia
Sumter County, Georgia | Sumter | 32819 | 32815 | 32684 | 32068 | 31582 | 31335 | 31161 | 30696 | 30403 | 29901 | 29796 | 29524 | Sumter County, Georgia
Talbot County, Georgia | Talbot | 6865 | 6890 | 6880 | 6850 | 6640 | 6554 | 6534 | 6498 | 6366 | 6256 | 6290 | 6195 | Talbot County, Georgia
Taliaferro County, Georgia | Taliaferro | 1717 | 1717 | 1703 | 1705 | 1674 | 1690 | 1693 | 1642 | 1611 | 1613 | 1612 | 1537 | Taliaferro County, Georgia
Tattnall County, Georgia | Tattnall | 25520 | 25510 | 25475 | 25436 | 25463 | 25635 | 25321 | 25387 | 25342 | 25409 | 25485 | 25286 | Tattnall County, Georgia
Taylor County, Georgia | Taylor | 8906 | 8909 | 8777 | 8440 | 8361 | 8380 | 8380 | 8243 | 8189 | 8110 | 8020 | 8020 | Taylor County, Georgia
Telfair County, Georgia | Telfair | 16500 | 16490 | 16518 | 16243 | 16367 | 16633 | 16454 | 16451 | 15962 | 15929 | 15974 | 15860 | Telfair County, Georgia
Terrell County, Georgia | Terrell | 9315 | 9507 | 9526 | 9392 | 9225 | 9165 | 9079 | 9013 | 8861 | 8695 | 8587 | 8531 | Terrell County, Georgia
Thomas County, Georgia | Thomas | 44720 | 44723 | 44747 | 44590 | 44528 | 44770 | 44765 | 44796 | 44950 | 44619 | 44334 | 44451 | Thomas County, Georgia
Tift County, Georgia | Tift | 40118 | 40136 | 40251 | 41159 | 40945 | 40180 | 40453 | 40536 | 40554 | 40431 | 40542 | 40644 | Tift County, Georgia
Toombs County, Georgia | Toombs | 27223 | 27170 | 27244 | 27195 | 27168 | 27189 | 27135 | 27150 | 27121 | 26859 | 26902 | 26830 | Toombs County, Georgia
Towns County, Georgia | Towns | 10471 | 10477 | 10535 | 10580 | 10563 | 10787 | 11084 | 11212 | 11419 | 11553 | 11866 | 12037 | Towns County, Georgia
Treutlen County, Georgia | Treutlen | 6885 | 6883 | 6894 | 6824 | 6789 | 6687 | 6811 | 6803 | 6710 | 6746 | 6813 | 6901 | Treutlen County, Georgia
Troup County, Georgia | Troup | 67044 | 67040 | 67054 | 67629 | 68282 | 68801 | 69278 | 69595 | 69939 | 70062 | 70078 | 69922 | Troup County, Georgia
Turner County, Georgia | Turner | 8930 | 8933 | 8910 | 8940 | 8445 | 8206 | 8066 | 7982 | 7944 | 7895 | 7908 | 7985 | Turner County, Georgia
Twiggs County, Georgia | Twiggs | 9023 | 9026 | 8973 | 8827 | 8552 | 8516 | 8392 | 8347 | 8249 | 8253 | 8174 | 8120 | Twiggs County, Georgia
Union County, Georgia | Union | 21356 | 21358 | 21370 | 21252 | 21328 | 21424 | 21764 | 22007 | 22640 | 23376 | 23905 | 24511 | Union County, Georgia
Upson County, Georgia | Upson | 27153 | 27149 | 27054 | 26920 | 26562 | 26421 | 26161 | 26231 | 26245 | 26201 | 26185 | 26320 | Upson County, Georgia
Walker County, Georgia | Walker | 68756 | 68738 | 68870 | 68801 | 68452 | 68594 | 68659 | 68537 | 68455 | 68999 | 69443 | 69761 | Walker County, Georgia
Walton County, Georgia | Walton | 83768 | 83806 | 83992 | 84630 | 84975 | 86041 | 87526 | 88333 | 89786 | 91296 | 93202 | 94593 | Walton County, Georgia
Ware County, Georgia | Ware | 36312 | 36298 | 36308 | 36274 | 35893 | 35743 | 35513 | 35327 | 35648 | 35668 | 35587 | 35734 | Ware County, Georgia
Warren County, Georgia | Warren | 5834 | 5834 | 5782 | 5677 | 5544 | 5518 | 5458 | 5374 | 5345 | 5265 | 5247 | 5254 | Warren County, Georgia
Washington County, Georgia | Washington | 21187 | 21182 | 21093 | 20969 | 20790 | 20573 | 20548 | 20736 | 20347 | 20311 | 20410 | 20374 | Washington County, Georgia
Wayne County, Georgia | Wayne | 30099 | 30097 | 30074 | 30294 | 30320 | 29990 | 29891 | 29430 | 29974 | 29797 | 29810 | 29927 | Wayne County, Georgia
Webster County, Georgia | Webster | 2799 | 2799 | 2781 | 2764 | 2765 | 2669 | 2611 | 2631 | 2616 | 2589 | 2606 | 2607 | Webster County, Georgia
Wheeler County, Georgia | Wheeler | 7421 | 7431 | 7769 | 8079 | 7933 | 7935 | 7984 | 7911 | 8015 | 7960 | 7898 | 7855 | Wheeler County, Georgia
White County, Georgia | White | 27144 | 27139 | 27203 | 27401 | 27626 | 27830 | 28021 | 28387 | 28828 | 29445 | 29988 | 30798 | White County, Georgia
Whitfield County, Georgia | Whitfield | 102599 | 102605 | 102745 | 102920 | 102948 | 102728 | 103083 | 103669 | 104406 | 104234 | 104249 | 104628 | Whitfield County, Georgia
Wilcox County, Georgia | Wilcox | 9255 | 9256 | 9314 | 9252 | 9074 | 9061 | 8937 | 9024 | 8841 | 8791 | 8827 | 8635 | Wilcox County, Georgia
Wilkes County, Georgia | Wilkes | 10593 | 10593 | 10388 | 10229 | 10086 | 9920 | 9949 | 9911 | 9809 | 9860 | 9864 | 9777 | Wilkes County, Georgia
Wilkinson County, Georgia | Wilkinson | 9563 | 9570 | 9529 | 9416 | 9484 | 9363 | 9284 | 9080 | 9020 | 8954 | 9043 | 8954 | Wilkinson County, Georgia
Worth County, Georgia | Worth | 21679 | 21667 | 21692 | 21512 | 21349 | 21052 | 21006 | 20688 | 20703 | 20528 | 20302 | 20247 | Worth County, Georgia
Hawaii County, Hawaii | Hawaii | 185079 | 185076 | 185363 | 187079 | 189161 | 191459 | 193711 | 195975 | 198316 | 199981 | 201509 | 201513 | Hawaii County, Hawaii
Honolulu County, Hawaii | Honolulu | 953207 | 953206 | 956285 | 967336 | 977994 | 986059 | 987414 | 991064 | 992268 | 986353 | 979858 | 974563 | Honolulu County, Hawaii
Kalawao County, Hawaii | Kalawao | 90 | 90 | 90 | 90 | 89 | 89 | 89 | 88 | 88 | 86 | 86 | 86 | Kalawao County, Hawaii
Kauai County, Hawaii | Kauai | 67091 | 67095 | 67205 | 67888 | 68671 | 69632 | 70288 | 71021 | 71537 | 71827 | 72168 | 72293 | Kauai County, Hawaii
Maui County, Hawaii | Maui | 154834 | 154840 | 155020 | 156936 | 158889 | 161004 | 163036 | 163904 | 165350 | 166146 | 166972 | 167417 | Maui County, Hawaii
Ada County, Idaho | Ada | 392365 | 392372 | 393354 | 401262 | 408862 | 415951 | 425471 | 432862 | 444486 | 456548 | 468764 | 481587 | Ada County, Idaho
Adams County, Idaho | Adams | 3976 | 3978 | 3962 | 3981 | 3908 | 3863 | 3883 | 3891 | 3941 | 4127 | 4234 | 4294 | Adams County, Idaho
Bannock County, Idaho | Bannock | 82839 | 82842 | 83020 | 83641 | 83755 | 83455 | 83536 | 84184 | 84676 | 85482 | 86674 | 87808 | Bannock County, Idaho
Bear Lake County, Idaho | Bear Lake | 5986 | 5986 | 5969 | 5956 | 5892 | 5948 | 5926 | 5879 | 5927 | 6023 | 6044 | 6125 | Bear Lake County, Idaho
Benewah County, Idaho | Benewah | 9285 | 9283 | 9290 | 9173 | 9126 | 9030 | 9032 | 8996 | 9021 | 9157 | 9218 | 9298 | Benewah County, Idaho
Bingham County, Idaho | Bingham | 45607 | 45605 | 45765 | 45893 | 45510 | 45423 | 45214 | 45057 | 45315 | 45884 | 46129 | 46811 | Bingham County, Idaho
Blaine County, Idaho | Blaine | 21376 | 21377 | 21295 | 21083 | 21127 | 21325 | 21455 | 21636 | 22062 | 22373 | 22771 | 23021 | Blaine County, Idaho
Boise County, Idaho | Boise | 7028 | 7027 | 7005 | 6986 | 6790 | 6720 | 6779 | 6963 | 7095 | 7347 | 7655 | 7831 | Boise County, Idaho
Bonner County, Idaho | Bonner | 40877 | 40877 | 40902 | 40782 | 40347 | 40525 | 41289 | 41600 | 42357 | 43654 | 44705 | 45739 | Bonner County, Idaho
Bonneville County, Idaho | Bonneville | 104234 | 104294 | 104675 | 105813 | 106764 | 107369 | 108236 | 109849 | 112118 | 114488 | 116444 | 119062 | Bonneville County, Idaho
Boundary County, Idaho | Boundary | 10972 | 10972 | 10999 | 10823 | 10817 | 10853 | 10956 | 11299 | 11701 | 11965 | 12016 | 12245 | Boundary County, Idaho
Butte County, Idaho | Butte | 2891 | 2893 | 2915 | 2833 | 2760 | 2667 | 2658 | 2566 | 2572 | 2585 | 2587 | 2597 | Butte County, Idaho
Camas County, Idaho | Camas | 1117 | 1117 | 1116 | 1115 | 1085 | 1043 | 1054 | 1070 | 1082 | 1096 | 1121 | 1106 | Camas County, Idaho
Canyon County, Idaho | Canyon | 188923 | 188922 | 189347 | 191354 | 193734 | 198590 | 202440 | 206842 | 211381 | 216858 | 223236 | 229849 | Canyon County, Idaho
Caribou County, Idaho | Caribou | 6963 | 6963 | 6974 | 6844 | 6771 | 6787 | 6794 | 6733 | 6867 | 6973 | 7037 | 7155 | Caribou County, Idaho
Cassia County, Idaho | Cassia | 22952 | 22964 | 23080 | 23106 | 23263 | 23344 | 23503 | 23499 | 23479 | 23650 | 23791 | 24030 | Cassia County, Idaho
Clark County, Idaho | Clark | 982 | 982 | 980 | 954 | 884 | 879 | 889 | 886 | 870 | 879 | 851 | 845 | Clark County, Idaho
Clearwater County, Idaho | Clearwater | 8761 | 8761 | 8727 | 8609 | 8579 | 8568 | 8561 | 8554 | 8651 | 8646 | 8758 | 8756 | Clearwater County, Idaho
Custer County, Idaho | Custer | 4368 | 4366 | 4357 | 4325 | 4327 | 4225 | 4132 | 4059 | 4084 | 4135 | 4250 | 4315 | Custer County, Idaho
Elmore County, Idaho | Elmore | 27038 | 27040 | 27121 | 26221 | 26287 | 26267 | 26226 | 25826 | 26137 | 26881 | 27362 | 27511 | Elmore County, Idaho
Franklin County, Idaho | Franklin | 12786 | 12786 | 12781 | 12810 | 12798 | 12802 | 12910 | 12955 | 13320 | 13467 | 13704 | 13876 | Franklin County, Idaho
Fremont County, Idaho | Fremont | 13242 | 13237 | 13225 | 13109 | 12966 | 12872 | 12803 | 12812 | 12914 | 13122 | 13155 | 13099 | Fremont County, Idaho
Gem County, Idaho | Gem | 16719 | 16719 | 16687 | 16692 | 16630 | 16569 | 16646 | 16685 | 16959 | 17311 | 17587 | 18112 | Gem County, Idaho
Gooding County, Idaho | Gooding | 15464 | 15472 | 15471 | 15355 | 15250 | 15169 | 15086 | 15188 | 15135 | 15121 | 15116 | 15179 | Gooding County, Idaho
Idaho County, Idaho | Idaho | 16267 | 16267 | 16310 | 16462 | 16444 | 16249 | 16275 | 16301 | 16236 | 16373 | 16476 | 16667 | Idaho County, Idaho
Jefferson County, Idaho | Jefferson | 26140 | 26144 | 26223 | 26313 | 26641 | 26804 | 26944 | 27127 | 27830 | 28439 | 29405 | 29871 | Jefferson County, Idaho
Jerome County, Idaho | Jerome | 22374 | 22355 | 22442 | 22520 | 22578 | 22768 | 22926 | 22971 | 23433 | 23768 | 24066 | 24412 | Jerome County, Idaho
Kootenai County, Idaho | Kootenai | 138494 | 138466 | 138848 | 140932 | 142084 | 143897 | 146529 | 149367 | 153019 | 157320 | 161209 | 165697 | Kootenai County, Idaho
Latah County, Idaho | Latah | 37244 | 37243 | 37255 | 37855 | 38094 | 38220 | 38517 | 38796 | 39050 | 39741 | 39829 | 40108 | Latah County, Idaho
Lemhi County, Idaho | Lemhi | 7936 | 7936 | 7953 | 7986 | 7768 | 7716 | 7724 | 7737 | 7709 | 7829 | 7932 | 8027 | Lemhi County, Idaho
Lewis County, Idaho | Lewis | 3821 | 3821 | 3820 | 3806 | 3820 | 3805 | 3813 | 3791 | 3846 | 3884 | 3832 | 3838 | Lewis County, Idaho
Lincoln County, Idaho | Lincoln | 5208 | 5206 | 5206 | 5132 | 5262 | 5329 | 5331 | 5307 | 5303 | 5376 | 5398 | 5366 | Lincoln County, Idaho
Madison County, Idaho | Madison | 37536 | 37548 | 37592 | 37908 | 37662 | 37527 | 37900 | 37989 | 38972 | 39370 | 39261 | 39907 | Madison County, Idaho
Minidoka County, Idaho | Minidoka | 20069 | 20055 | 20083 | 20207 | 20152 | 20400 | 20339 | 20430 | 20613 | 20722 | 20719 | 21039 | Minidoka County, Idaho
Nez Perce County, Idaho | Nez Perce | 39265 | 39270 | 39315 | 39438 | 39504 | 39798 | 39841 | 39995 | 40136 | 40289 | 40256 | 40408 | Nez Perce County, Idaho
Oneida County, Idaho | Oneida | 4286 | 4286 | 4290 | 4233 | 4225 | 4257 | 4178 | 4248 | 4296 | 4389 | 4462 | 4531 | Oneida County, Idaho
Owyhee County, Idaho | Owyhee | 11526 | 11526 | 11473 | 11376 | 11409 | 11394 | 11288 | 11288 | 11364 | 11618 | 11669 | 11823 | Owyhee County, Idaho
Payette County, Idaho | Payette | 22623 | 22622 | 22637 | 22547 | 22675 | 22550 | 22754 | 22790 | 22888 | 23163 | 23507 | 23951 | Payette County, Idaho
Power County, Idaho | Power | 7817 | 7819 | 7872 | 7780 | 7830 | 7791 | 7729 | 7687 | 7681 | 7606 | 7700 | 7681 | Power County, Idaho
Shoshone County, Idaho | Shoshone | 12765 | 12800 | 12749 | 12662 | 12703 | 12673 | 12375 | 12440 | 12416 | 12519 | 12790 | 12882 | Shoshone County, Idaho
Teton County, Idaho | Teton | 10170 | 10165 | 10151 | 10161 | 10125 | 10399 | 10436 | 10725 | 11165 | 11445 | 11651 | 12142 | Teton County, Idaho
Twin Falls County, Idaho | Twin Falls | 77230 | 77241 | 77545 | 78100 | 78550 | 79894 | 80986 | 82245 | 83819 | 85374 | 86029 | 86878 | Twin Falls County, Idaho
Valley County, Idaho | Valley | 9862 | 9854 | 9788 | 9636 | 9536 | 9575 | 9793 | 10043 | 10422 | 10667 | 11021 | 11392 | Valley County, Idaho
Washington County, Idaho | Washington | 10198 | 10198 | 10177 | 10136 | 10030 | 9916 | 9955 | 9891 | 10032 | 10051 | 10115 | 10194 | Washington County, Idaho
Adams County, Illinois | Adams | 67103 | 67097 | 67160 | 67211 | 67139 | 66999 | 66966 | 66835 | 66475 | 66057 | 65623 | 65435 | Adams County, Illinois
Alexander County, Illinois | Alexander | 8238 | 8238 | 8206 | 7992 | 7717 | 7238 | 7083 | 6762 | 6459 | 6278 | 6041 | 5761 | Alexander County, Illinois
Bond County, Illinois | Bond | 17768 | 17768 | 17787 | 17726 | 17537 | 17331 | 17070 | 16686 | 16546 | 16648 | 16637 | 16426 | Bond County, Illinois
Boone County, Illinois | Boone | 54165 | 54167 | 54101 | 54131 | 53735 | 53747 | 53714 | 53579 | 53570 | 53513 | 53480 | 53544 | Boone County, Illinois
Brown County, Illinois | Brown | 6937 | 6937 | 6919 | 6882 | 6890 | 6864 | 6832 | 6753 | 6637 | 6609 | 6563 | 6578 | Brown County, Illinois
Bureau County, Illinois | Bureau | 34978 | 34980 | 34959 | 34625 | 34342 | 34108 | 33856 | 33491 | 33396 | 33137 | 32959 | 32628 | Bureau County, Illinois
Calhoun County, Illinois | Calhoun | 5089 | 5089 | 5096 | 5049 | 4985 | 5008 | 4925 | 4860 | 4869 | 4851 | 4829 | 4739 | Calhoun County, Illinois
Carroll County, Illinois | Carroll | 15387 | 15394 | 15394 | 15229 | 15121 | 14969 | 14783 | 14642 | 14596 | 14475 | 14314 | 14305 | Carroll County, Illinois
Cass County, Illinois | Cass | 13642 | 13641 | 13633 | 13629 | 13427 | 13293 | 13081 | 12843 | 12672 | 12492 | 12312 | 12147 | Cass County, Illinois
Champaign County, Illinois | Champaign | 201081 | 201081 | 201546 | 203197 | 204630 | 206425 | 207942 | 209382 | 210198 | 210425 | 209918 | 209689 | Champaign County, Illinois
Christian County, Illinois | Christian | 34800 | 34795 | 34763 | 34702 | 34518 | 34148 | 33813 | 33463 | 33230 | 33007 | 32653 | 32304 | Christian County, Illinois
Clark County, Illinois | Clark | 16335 | 16335 | 16291 | 16202 | 16259 | 16095 | 16047 | 15868 | 15857 | 15812 | 15600 | 15441 | Clark County, Illinois
Clay County, Illinois | Clay | 13815 | 13815 | 13826 | 13725 | 13714 | 13554 | 13445 | 13401 | 13314 | 13270 | 13266 | 13184 | Clay County, Illinois
Clinton County, Illinois | Clinton | 37762 | 37762 | 37843 | 38031 | 37918 | 37731 | 37646 | 37665 | 37599 | 37645 | 37697 | 37562 | Clinton County, Illinois
Coles County, Illinois | Coles | 53873 | 53876 | 53866 | 53624 | 53318 | 53053 | 52523 | 52179 | 51783 | 51353 | 50829 | 50621 | Coles County, Illinois
Cook County, Illinois | Cook | 5194675 | 5195026 | 5199016 | 5219780 | 5239351 | 5252875 | 5254675 | 5244088 | 5224272 | 5200821 | 5171960 | 5150233 | Cook County, Illinois
Crawford County, Illinois | Crawford | 19817 | 19818 | 19801 | 19776 | 19588 | 19435 | 19285 | 19255 | 19133 | 18975 | 18830 | 18667 | Crawford County, Illinois
Cumberland County, Illinois | Cumberland | 11048 | 11045 | 11053 | 11080 | 10950 | 10904 | 10923 | 10860 | 10868 | 10880 | 10804 | 10766 | Cumberland County, Illinois
DeKalb County, Illinois | DeKalb | 105160 | 105162 | 105145 | 104450 | 104365 | 104202 | 104560 | 104195 | 104080 | 104309 | 104349 | 104897 | DeKalb County, Illinois
De Witt County, Illinois | De Witt | 16561 | 16558 | 16590 | 16548 | 16491 | 16373 | 16217 | 16184 | 16137 | 15906 | 15794 | 15638 | De Witt County, Illinois
Douglas County, Illinois | Douglas | 19980 | 19977 | 19983 | 19871 | 19888 | 19861 | 19906 | 19835 | 19727 | 19629 | 19458 | 19465 | Douglas County, Illinois
DuPage County, Illinois | DuPage | 916924 | 916741 | 917983 | 924831 | 928666 | 932231 | 933425 | 933609 | 931256 | 930265 | 927247 | 922921 | DuPage County, Illinois
Edgar County, Illinois | Edgar | 18576 | 18576 | 18508 | 18391 | 18158 | 17941 | 17807 | 17603 | 17519 | 17390 | 17360 | 17161 | Edgar County, Illinois
Edwards County, Illinois | Edwards | 6721 | 6721 | 6734 | 6669 | 6721 | 6687 | 6628 | 6511 | 6536 | 6448 | 6387 | 6395 | Edwards County, Illinois
Effingham County, Illinois | Effingham | 34242 | 34246 | 34224 | 34270 | 34273 | 34217 | 34122 | 34202 | 34170 | 34123 | 34181 | 34008 | Effingham County, Illinois
Fayette County, Illinois | Fayette | 22140 | 22142 | 22131 | 22378 | 22163 | 22195 | 22076 | 22036 | 21570 | 21514 | 21368 | 21336 | Fayette County, Illinois
Ford County, Illinois | Ford | 14081 | 14081 | 14081 | 13881 | 13879 | 13672 | 13540 | 13529 | 13352 | 13298 | 13212 | 12961 | Ford County, Illinois
Franklin County, Illinois | Franklin | 39561 | 39996 | 40035 | 40033 | 39865 | 39555 | 39446 | 39383 | 39075 | 38995 | 38695 | 38469 | Franklin County, Illinois
Fulton County, Illinois | Fulton | 37069 | 37071 | 37076 | 36910 | 36587 | 36323 | 35995 | 35713 | 35473 | 35104 | 34830 | 34340 | Fulton County, Illinois
Gallatin County, Illinois | Gallatin | 5589 | 5587 | 5573 | 5490 | 5390 | 5386 | 5278 | 5221 | 5157 | 5071 | 5045 | 4828 | Gallatin County, Illinois
Greene County, Illinois | Greene | 13886 | 13886 | 13890 | 13856 | 13656 | 13633 | 13415 | 13345 | 13123 | 13156 | 13065 | 12969 | Greene County, Illinois
Grundy County, Illinois | Grundy | 50063 | 50079 | 50154 | 50099 | 50160 | 50187 | 50287 | 50363 | 50317 | 50622 | 50973 | 51054 | Grundy County, Illinois
Hamilton County, Illinois | Hamilton | 8457 | 8457 | 8446 | 8425 | 8388 | 8348 | 8314 | 8248 | 8186 | 8181 | 8148 | 8116 | Hamilton County, Illinois
Hancock County, Illinois | Hancock | 19104 | 19104 | 19091 | 18999 | 18829 | 18544 | 18324 | 18216 | 18205 | 17958 | 17828 | 17708 | Hancock County, Illinois
Hardin County, Illinois | Hardin | 4320 | 4323 | 4319 | 4294 | 4281 | 4177 | 4149 | 4067 | 3991 | 3922 | 3893 | 3821 | Hardin County, Illinois
Henderson County, Illinois | Henderson | 7331 | 7328 | 7343 | 7216 | 7043 | 6963 | 7011 | 6997 | 6886 | 6819 | 6697 | 6646 | Henderson County, Illinois
Henry County, Illinois | Henry | 50486 | 50483 | 50452 | 50283 | 50249 | 49917 | 49824 | 49638 | 49498 | 49219 | 49069 | 48913 | Henry County, Illinois
Iroquois County, Illinois | Iroquois | 29718 | 29719 | 29701 | 29500 | 29267 | 28940 | 28719 | 28522 | 28163 | 27777 | 27484 | 27114 | Iroquois County, Illinois
Jackson County, Illinois | Jackson | 60218 | 60206 | 60373 | 60369 | 59066 | 59760 | 59359 | 59214 | 58726 | 57904 | 57289 | 56750 | Jackson County, Illinois
Jasper County, Illinois | Jasper | 9698 | 9701 | 9725 | 9754 | 9672 | 9607 | 9633 | 9630 | 9583 | 9523 | 9624 | 9610 | Jasper County, Illinois
Jefferson County, Illinois | Jefferson | 38827 | 38825 | 38755 | 38749 | 38658 | 38641 | 38374 | 38272 | 38214 | 38045 | 37708 | 37684 | Jefferson County, Illinois
Jersey County, Illinois | Jersey | 22985 | 23010 | 22995 | 22879 | 22710 | 22599 | 22492 | 22260 | 21947 | 21912 | 21795 | 21773 | Jersey County, Illinois
Jo Daviess County, Illinois | Jo Daviess | 22678 | 22681 | 22648 | 22640 | 22543 | 22399 | 22341 | 22066 | 21814 | 21495 | 21331 | 21235 | Jo Daviess County, Illinois
Johnson County, Illinois | Johnson | 12582 | 12577 | 12604 | 12855 | 12856 | 12867 | 12887 | 12777 | 12454 | 12399 | 12423 | 12417 | Johnson County, Illinois
Kane County, Illinois | Kane | 515269 | 515322 | 516068 | 519110 | 520669 | 522626 | 525625 | 528760 | 530726 | 532272 | 532720 | 532403 | Kane County, Illinois
Kankakee County, Illinois | Kankakee | 113449 | 113450 | 113418 | 113519 | 112974 | 112735 | 111883 | 111750 | 111080 | 110540 | 109953 | 109862 | Kankakee County, Illinois
Kendall County, Illinois | Kendall | 114736 | 114804 | 115373 | 116814 | 118246 | 119566 | 121374 | 122878 | 124535 | 126152 | 127717 | 128990 | Kendall County, Illinois
Knox County, Illinois | Knox | 52919 | 52926 | 52912 | 52705 | 52302 | 52129 | 51944 | 51370 | 50917 | 50577 | 49978 | 49699 | Knox County, Illinois
Lake County, Illinois | Lake | 703462 | 703400 | 704170 | 701642 | 702083 | 704207 | 704294 | 704611 | 704158 | 702475 | 699587 | 696535 | Lake County, Illinois
LaSalle County, Illinois | LaSalle | 113924 | 113920 | 113823 | 113533 | 112918 | 112430 | 111660 | 111019 | 110215 | 109622 | 109159 | 108669 | LaSalle County, Illinois
Lawrence County, Illinois | Lawrence | 16833 | 16903 | 16940 | 16901 | 16728 | 16728 | 16562 | 16465 | 16182 | 16027 | 15813 | 15678 | Lawrence County, Illinois
Lee County, Illinois | Lee | 36031 | 36038 | 35983 | 35609 | 35216 | 35121 | 34910 | 34521 | 34494 | 34540 | 34296 | 34096 | Lee County, Illinois
Livingston County, Illinois | Livingston | 38950 | 38945 | 38854 | 38805 | 38511 | 37394 | 37036 | 36605 | 36107 | 36124 | 35714 | 35648 | Livingston County, Illinois
Logan County, Illinois | Logan | 30305 | 30305 | 30283 | 30270 | 30358 | 29826 | 29660 | 29284 | 29166 | 29034 | 28912 | 28618 | Logan County, Illinois
McDonough County, Illinois | McDonough | 32612 | 32616 | 32634 | 32521 | 32558 | 32253 | 31799 | 31449 | 30907 | 30373 | 29984 | 29682 | McDonough County, Illinois
McHenry County, Illinois | McHenry | 308760 | 308882 | 309112 | 308504 | 308230 | 307605 | 307404 | 307572 | 307159 | 307815 | 308251 | 307774 | McHenry County, Illinois
McLean County, Illinois | McLean | 169572 | 169577 | 169810 | 170909 | 172721 | 175037 | 174105 | 173141 | 173070 | 172754 | 172410 | 171517 | McLean County, Illinois
Macon County, Illinois | Macon | 110768 | 110777 | 110787 | 110684 | 110134 | 109561 | 108515 | 107343 | 106383 | 105399 | 104504 | 104009 | Macon County, Illinois
Macoupin County, Illinois | Macoupin | 47765 | 47763 | 47797 | 47739 | 47054 | 46680 | 46208 | 45876 | 45691 | 45505 | 45318 | 44926 | Macoupin County, Illinois
Madison County, Illinois | Madison | 269282 | 269298 | 269310 | 268636 | 268072 | 267268 | 266566 | 265996 | 265641 | 265251 | 264026 | 262966 | Madison County, Illinois
Marion County, Illinois | Marion | 39437 | 39437 | 39416 | 39141 | 39008 | 38669 | 38555 | 38359 | 38045 | 37726 | 37381 | 37205 | Marion County, Illinois
Marshall County, Illinois | Marshall | 12640 | 12646 | 12637 | 12487 | 12259 | 12128 | 11966 | 11925 | 11881 | 11668 | 11483 | 11438 | Marshall County, Illinois
Mason County, Illinois | Mason | 14666 | 14666 | 14651 | 14471 | 14322 | 14144 | 14103 | 13863 | 13675 | 13677 | 13533 | 13359 | Mason County, Illinois
Massac County, Illinois | Massac | 15429 | 15431 | 15380 | 15281 | 15066 | 14847 | 14756 | 14567 | 14440 | 14291 | 14023 | 13772 | Massac County, Illinois
Menard County, Illinois | Menard | 12705 | 12705 | 12696 | 12698 | 12691 | 12572 | 12508 | 12356 | 12398 | 12293 | 12289 | 12196 | Menard County, Illinois
Mercer County, Illinois | Mercer | 16434 | 16434 | 16409 | 16316 | 16163 | 16075 | 15901 | 15746 | 15602 | 15608 | 15551 | 15437 | Mercer County, Illinois
Monroe County, Illinois | Monroe | 32957 | 32949 | 32994 | 33214 | 33260 | 33457 | 33540 | 33739 | 33913 | 34179 | 34373 | 34637 | Monroe County, Illinois
Montgomery County, Illinois | Montgomery | 30104 | 30105 | 30097 | 29864 | 29616 | 29362 | 29449 | 29192 | 29061 | 28781 | 28691 | 28414 | Montgomery County, Illinois
Morgan County, Illinois | Morgan | 35547 | 35545 | 35503 | 35481 | 35317 | 35000 | 34673 | 34673 | 34632 | 34245 | 34027 | 33658 | Morgan County, Illinois
Moultrie County, Illinois | Moultrie | 14846 | 14852 | 14859 | 14856 | 14874 | 14796 | 14751 | 14743 | 14610 | 14701 | 14648 | 14501 | Moultrie County, Illinois
Ogle County, Illinois | Ogle | 53497 | 53490 | 53414 | 53064 | 52776 | 52266 | 51931 | 51559 | 51148 | 50993 | 50781 | 50643 | Ogle County, Illinois
Peoria County, Illinois | Peoria | 186494 | 186496 | 186222 | 186754 | 187317 | 188643 | 187512 | 186481 | 185043 | 182525 | 180620 | 179179 | Peoria County, Illinois
Perry County, Illinois | Perry | 22350 | 22346 | 22315 | 22263 | 21846 | 21714 | 21541 | 21521 | 21391 | 21281 | 21144 | 20916 | Perry County, Illinois
Piatt County, Illinois | Piatt | 16729 | 16725 | 16709 | 16679 | 16501 | 16429 | 16409 | 16350 | 16524 | 16422 | 16366 | 16344 | Piatt County, Illinois
Pike County, Illinois | Pike | 16430 | 16430 | 16394 | 16348 | 16234 | 16071 | 15956 | 15795 | 15742 | 15668 | 15595 | 15561 | Pike County, Illinois
Pope County, Illinois | Pope | 4470 | 4474 | 4474 | 4498 | 4459 | 4457 | 4375 | 4291 | 4182 | 4183 | 4184 | 4177 | Pope County, Illinois
Pulaski County, Illinois | Pulaski | 6161 | 6161 | 6126 | 5986 | 5962 | 5893 | 5797 | 5657 | 5604 | 5520 | 5434 | 5335 | Pulaski County, Illinois
Putnam County, Illinois | Putnam | 6006 | 6006 | 6012 | 5976 | 5910 | 5855 | 5832 | 5727 | 5710 | 5694 | 5736 | 5739 | Putnam County, Illinois
Randolph County, Illinois | Randolph | 33476 | 33480 | 33464 | 33425 | 33075 | 33175 | 33138 | 32806 | 32414 | 32297 | 32177 | 31782 | Randolph County, Illinois
Richland County, Illinois | Richland | 16233 | 16233 | 16194 | 16190 | 16134 | 16008 | 16020 | 15957 | 15829 | 15837 | 15695 | 15513 | Richland County, Illinois
Rock Island County, Illinois | Rock Island | 147546 | 147541 | 147610 | 147457 | 147672 | 147650 | 147035 | 146094 | 144943 | 143828 | 142621 | 141879 | Rock Island County, Illinois
St Clair County, Illinois | St Clair | 270056 | 270078 | 270353 | 270048 | 268673 | 266831 | 265941 | 264858 | 263187 | 262600 | 261360 | 259686 | St Clair County, Illinois
Saline County, Illinois | Saline | 24913 | 24915 | 24902 | 24907 | 24914 | 24803 | 24496 | 24495 | 24230 | 23963 | 23789 | 23491 | Saline County, Illinois
Sangamon County, Illinois | Sangamon | 197465 | 197465 | 197769 | 199038 | 199404 | 199141 | 199184 | 198898 | 198026 | 197072 | 195639 | 194672 | Sangamon County, Illinois
Schuyler County, Illinois | Schuyler | 7544 | 7544 | 7535 | 7464 | 7456 | 7392 | 7261 | 7151 | 7030 | 6948 | 6870 | 6768 | Schuyler County, Illinois
Scott County, Illinois | Scott | 5355 | 5355 | 5327 | 5229 | 5287 | 5211 | 5170 | 5110 | 5052 | 4983 | 4927 | 4951 | Scott County, Illinois
Shelby County, Illinois | Shelby | 22363 | 22355 | 22354 | 22278 | 22203 | 22137 | 22102 | 21819 | 21733 | 21774 | 21726 | 21634 | Shelby County, Illinois
Stark County, Illinois | Stark | 5994 | 5992 | 5969 | 5842 | 5739 | 5705 | 5601 | 5505 | 5512 | 5457 | 5418 | 5342 | Stark County, Illinois
Stephenson County, Illinois | Stephenson | 47711 | 47708 | 47606 | 47323 | 46886 | 46671 | 46269 | 45668 | 45503 | 44997 | 44797 | 44498 | Stephenson County, Illinois
Tazewell County, Illinois | Tazewell | 135394 | 135392 | 135486 | 135850 | 136127 | 136266 | 135353 | 134302 | 133932 | 133489 | 132450 | 131803 | Tazewell County, Illinois
Union County, Illinois | Union | 17808 | 17806 | 17731 | 17692 | 17608 | 17539 | 17402 | 17284 | 17105 | 16968 | 16832 | 16653 | Union County, Illinois
Vermilion County, Illinois | Vermilion | 81625 | 81625 | 81640 | 81414 | 80862 | 80585 | 79783 | 79170 | 78494 | 77689 | 76702 | 75758 | Vermilion County, Illinois
Wabash County, Illinois | Wabash | 11947 | 11947 | 11916 | 11794 | 11686 | 11671 | 11599 | 11624 | 11542 | 11523 | 11523 | 11520 | Wabash County, Illinois
Warren County, Illinois | Warren | 17707 | 17704 | 17713 | 17836 | 17749 | 17662 | 17712 | 17455 | 17294 | 17144 | 16992 | 16844 | Warren County, Illinois
Washington County, Illinois | Washington | 14716 | 14716 | 14712 | 14576 | 14599 | 14414 | 14392 | 14262 | 14179 | 13963 | 13999 | 13887 | Washington County, Illinois
Wayne County, Illinois | Wayne | 16760 | 16760 | 16738 | 16661 | 16656 | 16664 | 16594 | 16517 | 16542 | 16412 | 16326 | 16215 | Wayne County, Illinois
White County, Illinois | White | 14665 | 14665 | 14597 | 14590 | 14522 | 14434 | 14265 | 14204 | 14079 | 13903 | 13618 | 13537 | White County, Illinois
Whiteside County, Illinois | Whiteside | 58498 | 58501 | 58486 | 58286 | 57766 | 57468 | 57021 | 56919 | 56476 | 55955 | 55553 | 55175 | Whiteside County, Illinois
Will County, Illinois | Will | 677560 | 677580 | 678824 | 680827 | 682477 | 683734 | 685158 | 685877 | 688328 | 690479 | 691149 | 690743 | Will County, Illinois
Williamson County, Illinois | Williamson | 66357 | 66365 | 66432 | 66732 | 66776 | 67450 | 67412 | 67428 | 67454 | 67049 | 66982 | 66597 | Williamson County, Illinois
Winnebago County, Illinois | Winnebago | 295266 | 295264 | 295083 | 293642 | 292084 | 290945 | 288695 | 287148 | 286065 | 284681 | 283630 | 282572 | Winnebago County, Illinois
Woodford County, Illinois | Woodford | 38664 | 38656 | 38661 | 38844 | 38837 | 39027 | 39052 | 38930 | 38913 | 38670 | 38527 | 38459 | Woodford County, Illinois
Adams County, Indiana | Adams | 34387 | 34384 | 34444 | 34368 | 34400 | 34644 | 34758 | 34945 | 35178 | 35385 | 35595 | 35777 | Adams County, Indiana
Allen County, Indiana | Allen | 355329 | 355339 | 355945 | 358974 | 360890 | 363355 | 365147 | 367362 | 369412 | 371723 | 375079 | 379299 | Allen County, Indiana
Bartholomew County, Indiana | Bartholomew | 76794 | 76783 | 76818 | 77620 | 79001 | 79655 | 80497 | 81458 | 82231 | 82213 | 82722 | 83779 | Bartholomew County, Indiana
Benton County, Indiana | Benton | 8854 | 8836 | 8863 | 8856 | 8821 | 8748 | 8720 | 8693 | 8658 | 8631 | 8653 | 8748 | Benton County, Indiana
Blackford County, Indiana | Blackford | 12766 | 12766 | 12771 | 12656 | 12528 | 12461 | 12347 | 12242 | 12115 | 12028 | 11924 | 11758 | Blackford County, Indiana
Boone County, Indiana | Boone | 56640 | 56641 | 56916 | 57915 | 59033 | 60346 | 61631 | 63033 | 64192 | 65723 | 66930 | 67843 | Boone County, Indiana
Brown County, Indiana | Brown | 15242 | 15244 | 15207 | 15076 | 15049 | 15055 | 14944 | 14994 | 14996 | 15010 | 15230 | 15092 | Brown County, Indiana
Carroll County, Indiana | Carroll | 20155 | 20160 | 20199 | 20043 | 20112 | 20113 | 19953 | 19887 | 19973 | 20067 | 20188 | 20257 | Carroll County, Indiana
Cass County, Indiana | Cass | 38966 | 38970 | 38985 | 38916 | 38771 | 38585 | 38487 | 38081 | 37905 | 37828 | 37895 | 37689 | Cass County, Indiana
Clark County, Indiana | Clark | 110232 | 110222 | 110567 | 111490 | 111853 | 112688 | 114035 | 114819 | 115588 | 116545 | 117280 | 118302 | Clark County, Indiana
Clay County, Indiana | Clay | 26890 | 26888 | 26854 | 26837 | 26788 | 26662 | 26430 | 26395 | 26210 | 26167 | 26175 | 26225 | Clay County, Indiana
Clinton County, Indiana | Clinton | 33224 | 33219 | 33221 | 33034 | 32890 | 32766 | 32462 | 32373 | 32207 | 32195 | 32192 | 32399 | Clinton County, Indiana
Crawford County, Indiana | Crawford | 10713 | 10711 | 10708 | 10621 | 10669 | 10620 | 10668 | 10555 | 10583 | 10535 | 10594 | 10577 | Crawford County, Indiana
Daviess County, Indiana | Daviess | 31648 | 31654 | 31720 | 31950 | 32116 | 32282 | 32680 | 32823 | 33010 | 33136 | 33278 | 33351 | Daviess County, Indiana
Dearborn County, Indiana | Dearborn | 50047 | 50027 | 50083 | 49986 | 49727 | 49739 | 49418 | 49455 | 49436 | 49564 | 49482 | 49458 | Dearborn County, Indiana
Decatur County, Indiana | Decatur | 25740 | 25739 | 25798 | 25902 | 26043 | 26236 | 26416 | 26339 | 26565 | 26620 | 26725 | 26559 | Decatur County, Indiana
DeKalb County, Indiana | DeKalb | 42223 | 42255 | 42336 | 42494 | 42328 | 42369 | 42428 | 42496 | 42652 | 42806 | 43208 | 43475 | DeKalb County, Indiana
Delaware County, Indiana | Delaware | 117671 | 117670 | 117665 | 117901 | 117027 | 116831 | 116487 | 115767 | 115657 | 115246 | 114297 | 114135 | Delaware County, Indiana
Dubois County, Indiana | Dubois | 41889 | 41886 | 41905 | 42162 | 42083 | 42275 | 42297 | 42317 | 42450 | 42538 | 42674 | 42736 | Dubois County, Indiana
Elkhart County, Indiana | Elkhart | 197559 | 197569 | 197451 | 198279 | 198968 | 200205 | 201423 | 202995 | 203642 | 204194 | 205617 | 206341 | Elkhart County, Indiana
Fayette County, Indiana | Fayette | 24277 | 24301 | 24325 | 24150 | 23947 | 23826 | 23442 | 23388 | 23252 | 23154 | 23076 | 23102 | Fayette County, Indiana
Floyd County, Indiana | Floyd | 74578 | 74579 | 74709 | 74978 | 75260 | 76018 | 76094 | 76505 | 76734 | 77006 | 77834 | 78522 | Floyd County, Indiana
Fountain County, Indiana | Fountain | 17240 | 17240 | 17276 | 17157 | 17117 | 16882 | 16693 | 16537 | 16457 | 16419 | 16390 | 16346 | Fountain County, Indiana
Franklin County, Indiana | Franklin | 23087 | 23098 | 23059 | 23040 | 23032 | 22970 | 22982 | 22940 | 22770 | 22694 | 22706 | 22758 | Franklin County, Indiana
Fulton County, Indiana | Fulton | 20836 | 20856 | 20817 | 20735 | 20638 | 20449 | 20517 | 20340 | 20118 | 19995 | 20053 | 19974 | Fulton County, Indiana
Gibson County, Indiana | Gibson | 33503 | 33503 | 33545 | 33524 | 33527 | 33484 | 33723 | 33644 | 33644 | 33721 | 33610 | 33659 | Gibson County, Indiana
Grant County, Indiana | Grant | 70061 | 70063 | 69903 | 69616 | 69078 | 68845 | 68326 | 67479 | 66669 | 66305 | 66039 | 65769 | Grant County, Indiana
Greene County, Indiana | Greene | 33165 | 33172 | 33207 | 33032 | 32944 | 32741 | 32646 | 32416 | 32228 | 32172 | 32059 | 31922 | Greene County, Indiana
Hamilton County, Indiana | Hamilton | 274569 | 274557 | 276493 | 283368 | 289747 | 296858 | 302772 | 308428 | 315902 | 322933 | 330311 | 338011 | Hamilton County, Indiana
Hancock County, Indiana | Hancock | 70002 | 70060 | 70247 | 70363 | 70582 | 70980 | 71754 | 72413 | 73765 | 74998 | 76478 | 78168 | Hancock County, Indiana
Harrison County, Indiana | Harrison | 39364 | 39366 | 39330 | 39188 | 39011 | 39000 | 39173 | 39532 | 39661 | 39777 | 40214 | 40515 | Harrison County, Indiana
Hendricks County, Indiana | Hendricks | 145448 | 145456 | 145954 | 148664 | 150735 | 153555 | 155845 | 157776 | 160376 | 163622 | 166908 | 170311 | Hendricks County, Indiana
Henry County, Indiana | Henry | 49462 | 49466 | 49530 | 49216 | 49112 | 48843 | 48886 | 48655 | 48345 | 48170 | 48131 | 47972 | Henry County, Indiana
Howard County, Indiana | Howard | 82752 | 82748 | 82752 | 82797 | 82839 | 82738 | 82605 | 82338 | 82304 | 82210 | 82257 | 82544 | Howard County, Indiana
Huntington County, Indiana | Huntington | 37124 | 37123 | 37117 | 37167 | 36979 | 36777 | 36609 | 36518 | 36294 | 36222 | 36243 | 36520 | Huntington County, Indiana
Jackson County, Indiana | Jackson | 42376 | 42376 | 42586 | 42917 | 42986 | 43437 | 43703 | 43875 | 43997 | 43955 | 44068 | 44231 | Jackson County, Indiana
Jasper County, Indiana | Jasper | 33478 | 33481 | 33496 | 33427 | 33492 | 33423 | 33512 | 33478 | 33405 | 33424 | 33365 | 33562 | Jasper County, Indiana
Jay County, Indiana | Jay | 21253 | 21253 | 21179 | 21335 | 21348 | 21270 | 21139 | 21137 | 21017 | 20883 | 20727 | 20436 | Jay County, Indiana
Jefferson County, Indiana | Jefferson | 32428 | 32400 | 32395 | 32272 | 32436 | 32390 | 32402 | 32297 | 32230 | 32013 | 32157 | 32308 | Jefferson County, Indiana
Jennings County, Indiana | Jennings | 28525 | 28529 | 28481 | 28155 | 28145 | 28227 | 27916 | 27834 | 27648 | 27652 | 27679 | 27735 | Jennings County, Indiana
Johnson County, Indiana | Johnson | 139654 | 139855 | 140269 | 141734 | 143475 | 145410 | 147085 | 148962 | 151540 | 153820 | 156093 | 158167 | Johnson County, Indiana
Knox County, Indiana | Knox | 38440 | 38440 | 38391 | 38473 | 37974 | 38055 | 37961 | 37760 | 37333 | 37044 | 36596 | 36594 | Knox County, Indiana
Kosciusko County, Indiana | Kosciusko | 77358 | 77355 | 77340 | 77353 | 77603 | 77865 | 78371 | 78547 | 78732 | 79026 | 79416 | 79456 | Kosciusko County, Indiana
LaGrange County, Indiana | LaGrange | 37128 | 37131 | 37159 | 37469 | 37662 | 38089 | 38435 | 38616 | 39113 | 39248 | 39375 | 39614 | LaGrange County, Indiana
Lake County, Indiana | Lake | 496005 | 496108 | 495947 | 494954 | 493390 | 491732 | 491027 | 487908 | 486092 | 484601 | 484440 | 485493 | Lake County, Indiana
LaPorte County, Indiana | LaPorte | 111467 | 111466 | 111459 | 111317 | 111304 | 111423 | 111735 | 110835 | 110222 | 109842 | 109981 | 109888 | LaPorte County, Indiana
Lawrence County, Indiana | Lawrence | 46134 | 46129 | 46102 | 46141 | 46116 | 45896 | 45651 | 45568 | 45578 | 45592 | 45630 | 45370 | Lawrence County, Indiana
Madison County, Indiana | Madison | 131636 | 131637 | 131619 | 131002 | 130197 | 130303 | 129736 | 129388 | 129329 | 129418 | 129573 | 129569 | Madison County, Indiana
Marion County, Indiana | Marion | 903393 | 903375 | 904591 | 911217 | 919786 | 929922 | 935935 | 939843 | 945685 | 950537 | 958700 | 964582 | Marion County, Indiana
Marshall County, Indiana | Marshall | 47051 | 47050 | 47000 | 46938 | 46942 | 46910 | 46920 | 46733 | 46586 | 46433 | 46296 | 46258 | Marshall County, Indiana
Martin County, Indiana | Martin | 10334 | 10380 | 10359 | 10336 | 10317 | 10233 | 10238 | 10216 | 10190 | 10181 | 10219 | 10255 | Martin County, Indiana
Miami County, Indiana | Miami | 36903 | 36905 | 36810 | 36649 | 36529 | 36167 | 36070 | 36004 | 36043 | 35864 | 35646 | 35516 | Miami County, Indiana
Monroe County, Indiana | Monroe | 137974 | 137962 | 138566 | 140233 | 141484 | 142068 | 143403 | 144247 | 145757 | 146638 | 147230 | 148431 | Monroe County, Indiana
Montgomery County, Indiana | Montgomery | 38124 | 38121 | 38098 | 38338 | 38177 | 38137 | 38150 | 38243 | 38238 | 38343 | 38274 | 38338 | Montgomery County, Indiana
Morgan County, Indiana | Morgan | 68894 | 68926 | 69138 | 69233 | 69177 | 69344 | 69495 | 69559 | 69633 | 69793 | 70137 | 70489 | Morgan County, Indiana
Newton County, Indiana | Newton | 14244 | 14239 | 14233 | 14086 | 14043 | 14028 | 14087 | 13971 | 13992 | 14027 | 13986 | 13984 | Newton County, Indiana
Noble County, Indiana | Noble | 47536 | 47538 | 47454 | 47294 | 47190 | 47240 | 47367 | 47515 | 47398 | 47329 | 47543 | 47744 | Noble County, Indiana
Ohio County, Indiana | Ohio | 6128 | 6098 | 6086 | 6052 | 6055 | 5986 | 5957 | 5877 | 5885 | 5854 | 5879 | 5875 | Ohio County, Indiana
Orange County, Indiana | Orange | 19840 | 19846 | 19814 | 19945 | 19747 | 19835 | 19771 | 19634 | 19473 | 19423 | 19548 | 19646 | Orange County, Indiana
Owen County, Indiana | Owen | 21575 | 21573 | 21566 | 21489 | 21368 | 21153 | 21019 | 20826 | 20898 | 20791 | 20862 | 20799 | Owen County, Indiana
Parke County, Indiana | Parke | 17339 | 17349 | 17275 | 17084 | 17118 | 17237 | 17236 | 16970 | 16938 | 16907 | 16978 | 16937 | Parke County, Indiana
Perry County, Indiana | Perry | 19338 | 19338 | 19409 | 19423 | 19371 | 19417 | 19334 | 19310 | 18978 | 18978 | 19077 | 19169 | Perry County, Indiana
Pike County, Indiana | Pike | 12845 | 12700 | 12720 | 12596 | 12618 | 12495 | 12490 | 12407 | 12391 | 12315 | 12388 | 12389 | Pike County, Indiana
Porter County, Indiana | Porter | 164343 | 164289 | 164487 | 165511 | 165702 | 166478 | 167166 | 167334 | 167475 | 168495 | 169488 | 170389 | Porter County, Indiana
Posey County, Indiana | Posey | 25910 | 25912 | 25861 | 25695 | 25616 | 25561 | 25603 | 25613 | 25639 | 25569 | 25554 | 25427 | Posey County, Indiana
Pulaski County, Indiana | Pulaski | 13402 | 13382 | 13323 | 13229 | 13009 | 12939 | 12916 | 12804 | 12618 | 12529 | 12492 | 12353 | Pulaski County, Indiana
Putnam County, Indiana | Putnam | 37963 | 37945 | 37909 | 37867 | 37640 | 37494 | 37451 | 37382 | 37113 | 37363 | 37486 | 37576 | Putnam County, Indiana
Randolph County, Indiana | Randolph | 26171 | 26176 | 26178 | 26033 | 25857 | 25617 | 25331 | 25138 | 25112 | 24907 | 24806 | 24665 | Randolph County, Indiana
Ripley County, Indiana | Ripley | 28818 | 28812 | 28815 | 28645 | 28447 | 28296 | 28340 | 28372 | 28381 | 28428 | 28450 | 28324 | Ripley County, Indiana
Rush County, Indiana | Rush | 17392 | 17392 | 17384 | 17285 | 17108 | 16996 | 16845 | 16708 | 16639 | 16643 | 16635 | 16581 | Rush County, Indiana
St Joseph County, Indiana | St Joseph | 266931 | 266914 | 266797 | 266680 | 266492 | 267054 | 267848 | 268361 | 269862 | 270057 | 270972 | 271826 | St Joseph County, Indiana
Scott County, Indiana | Scott | 24181 | 24195 | 24171 | 23907 | 23723 | 23755 | 23636 | 23660 | 23687 | 23793 | 23784 | 23873 | Scott County, Indiana
Shelby County, Indiana | Shelby | 44436 | 44379 | 44297 | 44280 | 44257 | 44333 | 44358 | 44341 | 44229 | 44367 | 44522 | 44729 | Shelby County, Indiana
Spencer County, Indiana | Spencer | 20952 | 20955 | 20915 | 20969 | 20783 | 20762 | 20762 | 20640 | 20491 | 20440 | 20385 | 20277 | Spencer County, Indiana
Starke County, Indiana | Starke | 23363 | 23362 | 23345 | 23171 | 23160 | 23139 | 22956 | 22860 | 23019 | 22935 | 22951 | 22995 | Starke County, Indiana
Steuben County, Indiana | Steuben | 34185 | 34147 | 34109 | 34068 | 34158 | 34371 | 34491 | 34469 | 34329 | 34384 | 34487 | 34594 | Steuben County, Indiana
Sullivan County, Indiana | Sullivan | 21475 | 21475 | 21390 | 21218 | 21203 | 21138 | 20995 | 20874 | 20710 | 20700 | 20696 | 20669 | Sullivan County, Indiana
Switzerland County, Indiana | Switzerland | 10613 | 10687 | 10717 | 10632 | 10462 | 10598 | 10564 | 10614 | 10641 | 10686 | 10731 | 10751 | Switzerland County, Indiana
Tippecanoe County, Indiana | Tippecanoe | 172780 | 172803 | 173104 | 175861 | 179124 | 181953 | 184433 | 186723 | 190292 | 191199 | 193817 | 195732 | Tippecanoe County, Indiana
Tipton County, Indiana | Tipton | 15936 | 15936 | 15878 | 15816 | 15659 | 15544 | 15405 | 15249 | 15163 | 15137 | 15112 | 15148 | Tipton County, Indiana
Union County, Indiana | Union | 7516 | 7516 | 7537 | 7496 | 7352 | 7307 | 7241 | 7185 | 7139 | 7159 | 7029 | 7054 | Union County, Indiana
Vanderburgh County, Indiana | Vanderburgh | 179703 | 179701 | 179842 | 180468 | 181040 | 181580 | 181934 | 181504 | 181427 | 180954 | 181120 | 181451 | Vanderburgh County, Indiana
Vermillion County, Indiana | Vermillion | 16212 | 16210 | 16116 | 16072 | 15923 | 15852 | 15659 | 15593 | 15593 | 15503 | 15510 | 15498 | Vermillion County, Indiana
Vigo County, Indiana | Vigo | 107848 | 107852 | 107888 | 108330 | 108523 | 108200 | 107920 | 107533 | 107790 | 107569 | 107367 | 107038 | Vigo County, Indiana
Wabash County, Indiana | Wabash | 32888 | 32888 | 32848 | 32567 | 32386 | 32269 | 32100 | 31860 | 31513 | 31380 | 31198 | 30996 | Wabash County, Indiana
Warren County, Indiana | Warren | 8508 | 8511 | 8521 | 8470 | 8392 | 8369 | 8339 | 8270 | 8165 | 8204 | 8280 | 8265 | Warren County, Indiana
Warrick County, Indiana | Warrick | 59689 | 59689 | 59839 | 60201 | 60347 | 60852 | 60956 | 61522 | 62005 | 62401 | 62474 | 62998 | Warrick County, Indiana
Washington County, Indiana | Washington | 28262 | 28254 | 28292 | 28196 | 27913 | 27779 | 27886 | 27774 | 27728 | 27771 | 27932 | 28036 | Washington County, Indiana
Wayne County, Indiana | Wayne | 68917 | 68996 | 68889 | 68636 | 68224 | 67785 | 67378 | 66972 | 66630 | 66179 | 66046 | 65884 | Wayne County, Indiana
Wells County, Indiana | Wells | 27636 | 27637 | 27682 | 27738 | 27707 | 27715 | 27814 | 27851 | 27865 | 27958 | 28083 | 28296 | Wells County, Indiana
White County, Indiana | White | 24643 | 24638 | 24683 | 24592 | 24466 | 24401 | 24433 | 24274 | 24074 | 24163 | 24133 | 24102 | White County, Indiana
Whitley County, Indiana | Whitley | 33292 | 33287 | 33353 | 33358 | 33335 | 33283 | 33444 | 33444 | 33475 | 33722 | 34047 | 33964 | Whitley County, Indiana
Adair County, Iowa | Adair | 7682 | 7682 | 7679 | 7546 | 7468 | 7387 | 7368 | 7145 | 7005 | 7051 | 7074 | 7152 | Adair County, Iowa
Adams County, Iowa | Adams | 4029 | 4029 | 4023 | 3994 | 3910 | 3891 | 3877 | 3754 | 3692 | 3657 | 3644 | 3602 | Adams County, Iowa
Allamakee County, Iowa | Allamakee | 14330 | 14328 | 14378 | 14222 | 14149 | 14071 | 14062 | 13874 | 13851 | 13803 | 13852 | 13687 | Allamakee County, Iowa
Appanoose County, Iowa | Appanoose | 12887 | 12887 | 12856 | 12848 | 12707 | 12654 | 12671 | 12577 | 12505 | 12353 | 12401 | 12426 | Appanoose County, Iowa
Audubon County, Iowa | Audubon | 6119 | 6119 | 6098 | 6004 | 5865 | 5863 | 5771 | 5711 | 5626 | 5550 | 5471 | 5496 | Audubon County, Iowa
Benton County, Iowa | Benton | 26076 | 26069 | 26046 | 26078 | 25830 | 25699 | 25623 | 25608 | 25644 | 25656 | 25625 | 25645 | Benton County, Iowa
Black Hawk County, Iowa | Black Hawk | 131090 | 131086 | 131162 | 131584 | 131878 | 132933 | 133390 | 133701 | 133077 | 132238 | 131723 | 131228 | Black Hawk County, Iowa
Boone County, Iowa | Boone | 26306 | 26308 | 26271 | 26288 | 26136 | 26284 | 26290 | 26443 | 26416 | 26443 | 26312 | 26234 | Boone County, Iowa
Bremer County, Iowa | Bremer | 24276 | 24280 | 24295 | 24381 | 24496 | 24579 | 24670 | 24746 | 24747 | 24823 | 24941 | 25062 | Bremer County, Iowa
Buchanan County, Iowa | Buchanan | 20958 | 20953 | 20974 | 20911 | 20994 | 21026 | 21131 | 21105 | 21007 | 21126 | 21178 | 21175 | Buchanan County, Iowa
Buena Vista County, Iowa | Buena Vista | 20260 | 20265 | 20356 | 20311 | 20561 | 20649 | 20606 | 20374 | 20325 | 20144 | 19826 | 19620 | Buena Vista County, Iowa
Butler County, Iowa | Butler | 14867 | 14869 | 14916 | 14966 | 14971 | 14975 | 14959 | 14881 | 14702 | 14592 | 14525 | 14439 | Butler County, Iowa
Calhoun County, Iowa | Calhoun | 9670 | 10177 | 10160 | 10064 | 9913 | 9898 | 9845 | 9801 | 9811 | 9729 | 9711 | 9668 | Calhoun County, Iowa
Carroll County, Iowa | Carroll | 20816 | 20816 | 20824 | 20860 | 20654 | 20541 | 20499 | 20423 | 20388 | 20274 | 20153 | 20165 | Carroll County, Iowa
Cass County, Iowa | Cass | 13956 | 13952 | 13928 | 13765 | 13700 | 13572 | 13395 | 13351 | 13176 | 13144 | 12948 | 12836 | Cass County, Iowa
Cedar County, Iowa | Cedar | 18499 | 18441 | 18450 | 18358 | 18296 | 18226 | 18276 | 18254 | 18348 | 18490 | 18564 | 18627 | Cedar County, Iowa
Cerro Gordo County, Iowa | Cerro Gordo | 44151 | 44153 | 44097 | 43971 | 43699 | 43528 | 43206 | 42983 | 43096 | 42999 | 42642 | 42450 | Cerro Gordo County, Iowa
Cherokee County, Iowa | Cherokee | 12072 | 12067 | 12110 | 12024 | 11951 | 11874 | 11801 | 11483 | 11394 | 11307 | 11295 | 11235 | Cherokee County, Iowa
Chickasaw County, Iowa | Chickasaw | 12439 | 12442 | 12410 | 12405 | 12287 | 12274 | 12252 | 12151 | 12094 | 12002 | 11952 | 11933 | Chickasaw County, Iowa
Clarke County, Iowa | Clarke | 9286 | 9286 | 9320 | 9317 | 9341 | 9245 | 9196 | 9219 | 9288 | 9396 | 9502 | 9395 | Clarke County, Iowa
Clay County, Iowa | Clay | 16667 | 16667 | 16634 | 16597 | 16539 | 16438 | 16484 | 16498 | 16295 | 16141 | 16106 | 16016 | Clay County, Iowa
Clayton County, Iowa | Clayton | 18129 | 18128 | 18080 | 18017 | 17946 | 17793 | 17768 | 17726 | 17661 | 17648 | 17540 | 17549 | Clayton County, Iowa
Clinton County, Iowa | Clinton | 49116 | 49117 | 49096 | 49102 | 48701 | 48281 | 47895 | 47558 | 47248 | 46874 | 46437 | 46429 | Clinton County, Iowa
Crawford County, Iowa | Crawford | 17096 | 17096 | 17170 | 17217 | 17299 | 17360 | 17168 | 17082 | 17103 | 17076 | 17089 | 16820 | Crawford County, Iowa
Dallas County, Iowa | Dallas | 66135 | 66139 | 66750 | 69696 | 72235 | 74949 | 77739 | 80631 | 84248 | 87208 | 89953 | 93453 | Dallas County, Iowa
Davis County, Iowa | Davis | 8753 | 8753 | 8776 | 8771 | 8707 | 8769 | 8756 | 8777 | 8884 | 8969 | 8972 | 9000 | Davis County, Iowa
Decatur County, Iowa | Decatur | 8457 | 8456 | 8418 | 8249 | 8239 | 8216 | 8209 | 8137 | 8053 | 7947 | 7890 | 7870 | Decatur County, Iowa
Delaware County, Iowa | Delaware | 17764 | 17770 | 17764 | 17632 | 17567 | 17473 | 17395 | 17393 | 17288 | 17143 | 17081 | 17011 | Delaware County, Iowa
Des Moines County, Iowa | Des Moines | 40325 | 40325 | 40241 | 40066 | 40229 | 40395 | 40096 | 39874 | 39613 | 39326 | 39149 | 38967 | Des Moines County, Iowa
Dickinson County, Iowa | Dickinson | 16667 | 16667 | 16670 | 16859 | 16925 | 16878 | 16840 | 17004 | 17109 | 17141 | 17121 | 17258 | Dickinson County, Iowa
Dubuque County, Iowa | Dubuque | 93653 | 93643 | 93929 | 94593 | 95159 | 95945 | 96481 | 96850 | 96763 | 97066 | 96922 | 97311 | Dubuque County, Iowa
Emmet County, Iowa | Emmet | 10302 | 10302 | 10276 | 10089 | 9944 | 9880 | 9821 | 9702 | 9581 | 9422 | 9277 | 9208 | Emmet County, Iowa
Fayette County, Iowa | Fayette | 20880 | 20882 | 20860 | 20976 | 20774 | 20519 | 20290 | 20142 | 19858 | 19687 | 19679 | 19650 | Fayette County, Iowa
Floyd County, Iowa | Floyd | 16303 | 16293 | 16309 | 16095 | 16087 | 16023 | 15999 | 15910 | 15857 | 15767 | 15752 | 15642 | Floyd County, Iowa
Franklin County, Iowa | Franklin | 10680 | 10680 | 10706 | 10693 | 10509 | 10507 | 10433 | 10319 | 10177 | 10160 | 10085 | 10070 | Franklin County, Iowa
Fremont County, Iowa | Fremont | 7441 | 7438 | 7434 | 7371 | 7141 | 7069 | 7030 | 6912 | 6947 | 6930 | 6981 | 6960 | Fremont County, Iowa
Greene County, Iowa | Greene | 9336 | 9337 | 9362 | 9332 | 9181 | 9159 | 9124 | 8944 | 9001 | 8954 | 8965 | 8888 | Greene County, Iowa
Grundy County, Iowa | Grundy | 12453 | 12453 | 12463 | 12478 | 12437 | 12341 | 12390 | 12405 | 12286 | 12298 | 12272 | 12232 | Grundy County, Iowa
Guthrie County, Iowa | Guthrie | 10954 | 10955 | 10937 | 10859 | 10762 | 10671 | 10686 | 10649 | 10642 | 10645 | 10720 | 10689 | Guthrie County, Iowa
Hamilton County, Iowa | Hamilton | 15673 | 15675 | 15633 | 15467 | 15321 | 15343 | 15217 | 15218 | 15075 | 15032 | 14886 | 14773 | Hamilton County, Iowa
Hancock County, Iowa | Hancock | 11341 | 11338 | 11297 | 11292 | 11175 | 11131 | 11040 | 11028 | 10887 | 10756 | 10710 | 10630 | Hancock County, Iowa
Hardin County, Iowa | Hardin | 17534 | 17534 | 17543 | 17375 | 17359 | 17388 | 17332 | 17253 | 17196 | 17073 | 16937 | 16846 | Hardin County, Iowa
Harrison County, Iowa | Harrison | 14928 | 14937 | 14909 | 14764 | 14475 | 14357 | 14265 | 14139 | 14046 | 14107 | 14105 | 14049 | Harrison County, Iowa
Henry County, Iowa | Henry | 20145 | 20145 | 20106 | 20243 | 19992 | 20021 | 19834 | 19843 | 19833 | 20044 | 20033 | 19954 | Henry County, Iowa
Howard County, Iowa | Howard | 9566 | 9564 | 9568 | 9546 | 9548 | 9439 | 9353 | 9313 | 9257 | 9229 | 9172 | 9158 | Howard County, Iowa
Humboldt County, Iowa | Humboldt | 9815 | 9814 | 9792 | 9782 | 9723 | 9677 | 9636 | 9556 | 9530 | 9569 | 9559 | 9558 | Humboldt County, Iowa
Ida County, Iowa | Ida | 7089 | 7089 | 7066 | 7046 | 7044 | 7074 | 6971 | 6968 | 6961 | 6869 | 6846 | 6860 | Ida County, Iowa
Iowa County, Iowa | Iowa | 16355 | 16356 | 16335 | 16323 | 16180 | 16281 | 16317 | 16282 | 16192 | 16133 | 16155 | 16184 | Iowa County, Iowa
Jackson County, Iowa | Jackson | 19848 | 19853 | 19830 | 19734 | 19685 | 19517 | 19431 | 19366 | 19393 | 19382 | 19427 | 19439 | Jackson County, Iowa
Jasper County, Iowa | Jasper | 36842 | 36842 | 36812 | 36622 | 36574 | 36728 | 36886 | 36750 | 36736 | 36995 | 37189 | 37185 | Jasper County, Iowa
Jefferson County, Iowa | Jefferson | 16843 | 16840 | 16837 | 17096 | 17278 | 17629 | 17793 | 17906 | 18063 | 18219 | 18256 | 18295 | Jefferson County, Iowa
Johnson County, Iowa | Johnson | 130882 | 130882 | 131337 | 134086 | 137103 | 140151 | 142730 | 144943 | 146928 | 149325 | 150549 | 151140 | Johnson County, Iowa
Jones County, Iowa | Jones | 20638 | 20636 | 20689 | 20743 | 20601 | 20519 | 20548 | 20433 | 20392 | 20618 | 20673 | 20681 | Jones County, Iowa
Keokuk County, Iowa | Keokuk | 10511 | 10510 | 10508 | 10398 | 10427 | 10337 | 10283 | 10171 | 10170 | 10141 | 10213 | 10246 | Keokuk County, Iowa
Kossuth County, Iowa | Kossuth | 15543 | 15545 | 15525 | 15400 | 15413 | 15332 | 15229 | 15158 | 15104 | 14939 | 14878 | 14813 | Kossuth County, Iowa
Lee County, Iowa | Lee | 35862 | 35862 | 35849 | 35569 | 35541 | 35236 | 35059 | 34894 | 34458 | 34216 | 33909 | 33657 | Lee County, Iowa
Linn County, Iowa | Linn | 211226 | 211243 | 211705 | 214207 | 215485 | 216488 | 218129 | 220271 | 222188 | 224379 | 225763 | 226706 | Linn County, Iowa
Louisa County, Iowa | Louisa | 11387 | 11387 | 11382 | 11381 | 11360 | 11348 | 11250 | 11285 | 11221 | 11195 | 11153 | 11035 | Louisa County, Iowa
Lucas County, Iowa | Lucas | 8898 | 8900 | 8898 | 8880 | 8778 | 8697 | 8636 | 8610 | 8555 | 8533 | 8617 | 8600 | Lucas County, Iowa
Lyon County, Iowa | Lyon | 11581 | 11581 | 11567 | 11692 | 11757 | 11695 | 11703 | 11747 | 11780 | 11785 | 11815 | 11755 | Lyon County, Iowa
Madison County, Iowa | Madison | 15679 | 15681 | 15739 | 15740 | 15641 | 15483 | 15616 | 15720 | 15796 | 16000 | 16206 | 16338 | Madison County, Iowa
Mahaska County, Iowa | Mahaska | 22381 | 22382 | 22408 | 22501 | 22398 | 22421 | 22363 | 22312 | 22186 | 22211 | 22018 | 22095 | Mahaska County, Iowa
Marion County, Iowa | Marion | 33309 | 33307 | 33225 | 33270 | 33274 | 33014 | 33269 | 33109 | 33146 | 33091 | 33259 | 33253 | Marion County, Iowa
Marshall County, Iowa | Marshall | 40648 | 40648 | 40722 | 41013 | 41032 | 40995 | 40722 | 40352 | 40135 | 40078 | 39888 | 39369 | Marshall County, Iowa
Mills County, Iowa | Mills | 15059 | 15059 | 15076 | 15029 | 14873 | 14905 | 14760 | 14882 | 15053 | 15060 | 15068 | 15109 | Mills County, Iowa
Mitchell County, Iowa | Mitchell | 10776 | 10776 | 10793 | 10709 | 10716 | 10669 | 10700 | 10676 | 10644 | 10563 | 10571 | 10586 | Mitchell County, Iowa
Monona County, Iowa | Monona | 9243 | 9242 | 9248 | 9238 | 9091 | 9032 | 8899 | 8866 | 8786 | 8724 | 8659 | 8615 | Monona County, Iowa
Monroe County, Iowa | Monroe | 7970 | 7972 | 7997 | 8060 | 8073 | 7979 | 7958 | 7924 | 7836 | 7798 | 7768 | 7707 | Monroe County, Iowa
Montgomery County, Iowa | Montgomery | 10740 | 10740 | 10690 | 10632 | 10540 | 10404 | 10384 | 10149 | 10124 | 10112 | 9961 | 9917 | Montgomery County, Iowa
Muscatine County, Iowa | Muscatine | 42745 | 42803 | 42803 | 42842 | 42916 | 43010 | 43028 | 43068 | 42968 | 42872 | 42874 | 42664 | Muscatine County, Iowa
O'Brien County, Iowa | O'Brien | 14398 | 14398 | 14408 | 14218 | 14156 | 14045 | 14042 | 13926 | 13926 | 13774 | 13798 | 13753 | O'Brien County, Iowa
Osceola County, Iowa | Osceola | 6462 | 6462 | 6459 | 6316 | 6204 | 6236 | 6231 | 6160 | 6095 | 6021 | 6028 | 5958 | Osceola County, Iowa
Page County, Iowa | Page | 15932 | 15946 | 15921 | 15898 | 15702 | 15516 | 15483 | 15462 | 15329 | 15213 | 15229 | 15107 | Page County, Iowa
Palo Alto County, Iowa | Palo Alto | 9421 | 9421 | 9398 | 9354 | 9279 | 9164 | 9120 | 9140 | 9034 | 9052 | 8903 | 8886 | Palo Alto County, Iowa
Plymouth County, Iowa | Plymouth | 24986 | 24984 | 24975 | 24818 | 24830 | 24931 | 24911 | 24899 | 25180 | 25060 | 25024 | 25177 | Plymouth County, Iowa
Pocahontas County, Iowa | Pocahontas | 7310 | 7310 | 7289 | 7204 | 7143 | 7112 | 7097 | 6967 | 6854 | 6833 | 6714 | 6619 | Pocahontas County, Iowa
Polk County, Iowa | Polk | 430640 | 430631 | 432352 | 438737 | 444671 | 452657 | 460898 | 467304 | 474277 | 480487 | 485833 | 490161 | Polk County, Iowa
Pottawattamie County, Iowa | Pottawattamie | 93158 | 93149 | 93363 | 93498 | 92916 | 92855 | 93258 | 93563 | 93518 | 93416 | 93264 | 93206 | Pottawattamie County, Iowa
Poweshiek County, Iowa | Poweshiek | 18914 | 18915 | 18925 | 18896 | 18728 | 18606 | 18608 | 18358 | 18279 | 18334 | 18467 | 18504 | Poweshiek County, Iowa
Ringgold County, Iowa | Ringgold | 5131 | 5130 | 5113 | 5049 | 5027 | 4971 | 4961 | 4977 | 4985 | 5024 | 4940 | 4894 | Ringgold County, Iowa
Sac County, Iowa | Sac | 10350 | 10350 | 10354 | 10222 | 10161 | 10030 | 10048 | 9966 | 9816 | 9803 | 9705 | 9721 | Sac County, Iowa
Scott County, Iowa | Scott | 165224 | 165223 | 165272 | 166629 | 168347 | 170201 | 171310 | 171903 | 172135 | 172448 | 172803 | 172943 | Scott County, Iowa
Shelby County, Iowa | Shelby | 12167 | 12169 | 12174 | 11992 | 12024 | 11899 | 11878 | 11789 | 11655 | 11574 | 11559 | 11454 | Shelby County, Iowa
Sioux County, Iowa | Sioux | 33704 | 33704 | 33754 | 34016 | 34282 | 34503 | 34635 | 34754 | 34944 | 34781 | 34802 | 34855 | Sioux County, Iowa
Story County, Iowa | Story | 89542 | 89542 | 89654 | 91136 | 92003 | 93877 | 95802 | 96636 | 96893 | 97278 | 96781 | 97117 | Story County, Iowa
Tama County, Iowa | Tama | 17767 | 17767 | 17719 | 17614 | 17501 | 17430 | 17309 | 17217 | 17192 | 17029 | 16869 | 16854 | Tama County, Iowa
Taylor County, Iowa | Taylor | 6317 | 6317 | 6322 | 6304 | 6260 | 6233 | 6175 | 6246 | 6213 | 6095 | 6160 | 6121 | Taylor County, Iowa
Union County, Iowa | Union | 12534 | 12534 | 12513 | 12556 | 12586 | 12616 | 12627 | 12430 | 12360 | 12459 | 12298 | 12241 | Union County, Iowa
Van Buren County, Iowa | Van Buren | 7570 | 7571 | 7577 | 7513 | 7449 | 7434 | 7390 | 7296 | 7241 | 7155 | 7013 | 7044 | Van Buren County, Iowa
Wapello County, Iowa | Wapello | 35625 | 35624 | 35682 | 35486 | 35431 | 35507 | 35426 | 35456 | 35265 | 35022 | 34991 | 34969 | Wapello County, Iowa
Warren County, Iowa | Warren | 46225 | 46226 | 46340 | 46645 | 46895 | 47358 | 47827 | 48468 | 49356 | 50078 | 51014 | 51466 | Warren County, Iowa
Washington County, Iowa | Washington | 21704 | 21704 | 21688 | 21822 | 21903 | 21944 | 22029 | 22145 | 22126 | 22204 | 22058 | 21965 | Washington County, Iowa
Wayne County, Iowa | Wayne | 6403 | 6403 | 6419 | 6337 | 6329 | 6385 | 6376 | 6359 | 6447 | 6492 | 6405 | 6441 | Wayne County, Iowa
Webster County, Iowa | Webster | 38013 | 38011 | 37879 | 37745 | 37323 | 37327 | 37069 | 37066 | 36781 | 36637 | 36339 | 35904 | Webster County, Iowa
Winnebago County, Iowa | Winnebago | 10866 | 10874 | 10846 | 10696 | 10602 | 10430 | 10556 | 10603 | 10602 | 10573 | 10539 | 10354 | Winnebago County, Iowa
Winneshiek County, Iowa | Winneshiek | 21056 | 21058 | 21076 | 21051 | 21041 | 20840 | 20696 | 20745 | 20427 | 20129 | 20017 | 19991 | Winneshiek County, Iowa
Woodbury County, Iowa | Woodbury | 102172 | 102175 | 102388 | 102720 | 102321 | 102284 | 102292 | 102492 | 102686 | 102132 | 102515 | 103107 | Woodbury County, Iowa
Worth County, Iowa | Worth | 7598 | 7591 | 7583 | 7561 | 7496 | 7489 | 7557 | 7503 | 7471 | 7455 | 7413 | 7381 | Worth County, Iowa
Wright County, Iowa | Wright | 13229 | 13229 | 13185 | 13034 | 13020 | 12982 | 12906 | 12841 | 12839 | 12765 | 12690 | 12562 | Wright County, Iowa
Allen County, Kansas | Allen | 13371 | 13372 | 13363 | 13350 | 13306 | 13069 | 12892 | 12683 | 12670 | 12555 | 12501 | 12369 | Allen County, Kansas
Anderson County, Kansas | Anderson | 8102 | 8102 | 8103 | 8060 | 7919 | 7854 | 7881 | 7816 | 7812 | 7833 | 7848 | 7858 | Anderson County, Kansas
Atchison County, Kansas | Atchison | 16924 | 16921 | 16855 | 16753 | 16774 | 16688 | 16523 | 16418 | 16376 | 16298 | 16173 | 16073 | Atchison County, Kansas
Barber County, Kansas | Barber | 4861 | 4864 | 4852 | 4923 | 4867 | 4909 | 4881 | 4824 | 4673 | 4570 | 4465 | 4427 | Barber County, Kansas
Barton County, Kansas | Barton | 27674 | 27672 | 27675 | 27697 | 27520 | 27443 | 27334 | 27159 | 26878 | 26394 | 26057 | 25779 | Barton County, Kansas
Bourbon County, Kansas | Bourbon | 15173 | 15172 | 15135 | 14944 | 14878 | 14835 | 14797 | 14733 | 14624 | 14609 | 14542 | 14534 | Bourbon County, Kansas
Brown County, Kansas | Brown | 9984 | 9984 | 9968 | 9972 | 9866 | 9912 | 9785 | 9708 | 9641 | 9609 | 9610 | 9564 | Brown County, Kansas
Butler County, Kansas | Butler | 65880 | 65884 | 65901 | 65838 | 65669 | 65671 | 65861 | 66249 | 66652 | 66845 | 66833 | 66911 | Butler County, Kansas
Chase County, Kansas | Chase | 2790 | 2790 | 2784 | 2769 | 2743 | 2690 | 2654 | 2656 | 2632 | 2651 | 2600 | 2648 | Chase County, Kansas
Chautauqua County, Kansas | Chautauqua | 3669 | 3669 | 3649 | 3610 | 3559 | 3529 | 3456 | 3387 | 3360 | 3315 | 3304 | 3250 | Chautauqua County, Kansas
Cherokee County, Kansas | Cherokee | 21603 | 21607 | 21526 | 21359 | 21192 | 20899 | 20768 | 20535 | 20256 | 20129 | 20035 | 19939 | Cherokee County, Kansas
Cheyenne County, Kansas | Cheyenne | 2726 | 2726 | 2714 | 2693 | 2667 | 2671 | 2686 | 2674 | 2667 | 2684 | 2645 | 2657 | Cheyenne County, Kansas
Clark County, Kansas | Clark | 2215 | 2215 | 2199 | 2120 | 2165 | 2178 | 2114 | 2081 | 2065 | 1995 | 1994 | 1994 | Clark County, Kansas
Clay County, Kansas | Clay | 8535 | 8545 | 8548 | 8529 | 8504 | 8388 | 8301 | 8293 | 8105 | 8006 | 8003 | 8002 | Clay County, Kansas
Cloud County, Kansas | Cloud | 9533 | 9533 | 9519 | 9421 | 9417 | 9355 | 9331 | 9188 | 9070 | 8912 | 8734 | 8786 | Cloud County, Kansas
Coffey County, Kansas | Coffey | 8601 | 8598 | 8585 | 8487 | 8467 | 8377 | 8394 | 8291 | 8339 | 8228 | 8232 | 8179 | Coffey County, Kansas
Comanche County, Kansas | Comanche | 1891 | 1891 | 1886 | 1882 | 1914 | 1926 | 1950 | 1827 | 1838 | 1759 | 1736 | 1700 | Comanche County, Kansas
Cowley County, Kansas | Cowley | 36311 | 36309 | 36312 | 36249 | 36267 | 36170 | 35896 | 35752 | 35650 | 35297 | 35149 | 34908 | Cowley County, Kansas
Crawford County, Kansas | Crawford | 39134 | 39135 | 39172 | 39204 | 39324 | 39250 | 39269 | 39139 | 39046 | 38925 | 38911 | 38818 | Crawford County, Kansas
Decatur County, Kansas | Decatur | 2961 | 2965 | 2957 | 2927 | 2884 | 2908 | 2897 | 2923 | 2828 | 2863 | 2860 | 2827 | Decatur County, Kansas
Dickinson County, Kansas | Dickinson | 19754 | 19749 | 19773 | 19685 | 19705 | 19433 | 19305 | 19206 | 18956 | 18829 | 18682 | 18466 | Dickinson County, Kansas
Doniphan County, Kansas | Doniphan | 7945 | 7948 | 7960 | 7960 | 7890 | 7876 | 7840 | 7788 | 7718 | 7657 | 7658 | 7600 | Doniphan County, Kansas
Douglas County, Kansas | Douglas | 110826 | 110826 | 111198 | 112479 | 113313 | 114713 | 116445 | 118141 | 119662 | 120281 | 121109 | 122259 | Douglas County, Kansas
Edwards County, Kansas | Edwards | 3037 | 3037 | 3054 | 3019 | 2965 | 2967 | 3025 | 2955 | 2899 | 2873 | 2820 | 2798 | Edwards County, Kansas
Elk County, Kansas | Elk | 2882 | 2882 | 2867 | 2786 | 2661 | 2633 | 2696 | 2574 | 2511 | 2514 | 2484 | 2530 | Elk County, Kansas
Ellis County, Kansas | Ellis | 28452 | 28452 | 28424 | 28765 | 29089 | 29030 | 28963 | 28999 | 28942 | 28735 | 28646 | 28553 | Ellis County, Kansas
Ellsworth County, Kansas | Ellsworth | 6497 | 6497 | 6513 | 6461 | 6462 | 6365 | 6345 | 6302 | 6302 | 6284 | 6163 | 6102 | Ellsworth County, Kansas
Finney County, Kansas | Finney | 36776 | 36785 | 36952 | 37115 | 37110 | 37073 | 37119 | 37148 | 36885 | 36720 | 36528 | 36467 | Finney County, Kansas
Ford County, Kansas | Ford | 33848 | 33844 | 34008 | 34372 | 34665 | 34879 | 34930 | 34629 | 34552 | 34218 | 33877 | 33619 | Ford County, Kansas
Franklin County, Kansas | Franklin | 25992 | 25996 | 25985 | 25856 | 25825 | 25734 | 25531 | 25469 | 25523 | 25631 | 25625 | 25544 | Franklin County, Kansas
Geary County, Kansas | Geary | 34362 | 34356 | 35243 | 35294 | 37903 | 36797 | 36446 | 36681 | 35223 | 33774 | 32777 | 31670 | Geary County, Kansas
Gove County, Kansas | Gove | 2695 | 2701 | 2692 | 2726 | 2759 | 2794 | 2748 | 2698 | 2622 | 2622 | 2611 | 2636 | Gove County, Kansas
Graham County, Kansas | Graham | 2597 | 2588 | 2602 | 2635 | 2581 | 2588 | 2557 | 2591 | 2562 | 2485 | 2475 | 2482 | Graham County, Kansas
Grant County, Kansas | Grant | 7829 | 7824 | 7825 | 7896 | 7832 | 7846 | 7787 | 7724 | 7675 | 7490 | 7294 | 7150 | Grant County, Kansas
Gray County, Kansas | Gray | 6006 | 6001 | 6026 | 6086 | 5963 | 5980 | 6062 | 6082 | 6031 | 6018 | 6076 | 5988 | Gray County, Kansas
Greeley County, Kansas | Greeley | 1247 | 1248 | 1259 | 1255 | 1268 | 1283 | 1302 | 1302 | 1277 | 1226 | 1229 | 1232 | Greeley County, Kansas
Greenwood County, Kansas | Greenwood | 6689 | 6689 | 6680 | 6611 | 6426 | 6358 | 6288 | 6233 | 6112 | 6067 | 6011 | 5982 | Greenwood County, Kansas
Hamilton County, Kansas | Hamilton | 2690 | 2687 | 2707 | 2637 | 2651 | 2620 | 2659 | 2568 | 2634 | 2616 | 2600 | 2539 | Hamilton County, Kansas
Harper County, Kansas | Harper | 6034 | 6034 | 6008 | 5937 | 5862 | 5842 | 5829 | 5781 | 5667 | 5580 | 5508 | 5436 | Harper County, Kansas
Harvey County, Kansas | Harvey | 34684 | 34684 | 34740 | 34691 | 34754 | 34715 | 34597 | 34802 | 34726 | 34373 | 34183 | 34429 | Harvey County, Kansas
Haskell County, Kansas | Haskell | 4256 | 4256 | 4273 | 4235 | 4215 | 4126 | 4101 | 4089 | 4026 | 4019 | 3990 | 3968 | Haskell County, Kansas
Hodgeman County, Kansas | Hodgeman | 1916 | 1918 | 1920 | 1957 | 1927 | 1924 | 1883 | 1869 | 1851 | 1863 | 1822 | 1794 | Hodgeman County, Kansas
Jackson County, Kansas | Jackson | 13462 | 13460 | 13462 | 13427 | 13401 | 13310 | 13437 | 13285 | 13270 | 13332 | 13270 | 13171 | Jackson County, Kansas
Jefferson County, Kansas | Jefferson | 19126 | 19108 | 19121 | 18942 | 18861 | 18773 | 18805 | 18794 | 18824 | 18932 | 18856 | 19043 | Jefferson County, Kansas
Jewell County, Kansas | Jewell | 3077 | 3073 | 3063 | 3091 | 3054 | 3060 | 3043 | 2963 | 2880 | 2857 | 2845 | 2879 | Jewell County, Kansas
Johnson County, Kansas | Johnson | 544179 | 544181 | 545655 | 552907 | 559428 | 566351 | 572940 | 579684 | 586015 | 591305 | 598127 | 602401 | Johnson County, Kansas
Kearny County, Kansas | Kearny | 3977 | 3982 | 4002 | 3958 | 3971 | 3912 | 3938 | 3929 | 3890 | 3935 | 3941 | 3838 | Kearny County, Kansas
Kingman County, Kansas | Kingman | 7858 | 7860 | 7857 | 7891 | 7825 | 7801 | 7683 | 7636 | 7417 | 7275 | 7220 | 7152 | Kingman County, Kansas
Kiowa County, Kansas | Kiowa | 2553 | 2553 | 2569 | 2558 | 2513 | 2534 | 2532 | 2570 | 2507 | 2486 | 2489 | 2475 | Kiowa County, Kansas
Labette County, Kansas | Labette | 21607 | 21609 | 21537 | 21377 | 21163 | 20871 | 20773 | 20628 | 20313 | 20129 | 19906 | 19618 | Labette County, Kansas
Lane County, Kansas | Lane | 1750 | 1749 | 1736 | 1743 | 1684 | 1698 | 1666 | 1630 | 1593 | 1548 | 1546 | 1535 | Lane County, Kansas
Leavenworth County, Kansas | Leavenworth | 76227 | 76220 | 76520 | 77075 | 77644 | 78082 | 78554 | 79119 | 80244 | 81109 | 81497 | 81758 | Leavenworth County, Kansas
Lincoln County, Kansas | Lincoln | 3241 | 3241 | 3244 | 3234 | 3181 | 3161 | 3184 | 3142 | 3077 | 3043 | 2998 | 2962 | Lincoln County, Kansas
Linn County, Kansas | Linn | 9656 | 9656 | 9626 | 9612 | 9485 | 9543 | 9536 | 9580 | 9606 | 9697 | 9771 | 9703 | Linn County, Kansas
Logan County, Kansas | Logan | 2756 | 2759 | 2774 | 2766 | 2794 | 2775 | 2768 | 2787 | 2818 | 2814 | 2812 | 2794 | Logan County, Kansas
Lyon County, Kansas | Lyon | 33690 | 33692 | 33648 | 33652 | 33550 | 33479 | 33143 | 33133 | 33369 | 33257 | 33300 | 33195 | Lyon County, Kansas
McPherson County, Kansas | McPherson | 29180 | 29186 | 29128 | 29154 | 29221 | 29415 | 28896 | 28648 | 28429 | 28687 | 28528 | 28542 | McPherson County, Kansas
Marion County, Kansas | Marion | 12660 | 12660 | 12671 | 12545 | 12376 | 12205 | 12188 | 12053 | 12017 | 11945 | 11923 | 11884 | Marion County, Kansas
Marshall County, Kansas | Marshall | 10117 | 10117 | 10111 | 9983 | 10026 | 9973 | 9945 | 9845 | 9789 | 9687 | 9715 | 9707 | Marshall County, Kansas
Meade County, Kansas | Meade | 4575 | 4575 | 4596 | 4519 | 4378 | 4286 | 4357 | 4301 | 4236 | 4230 | 4098 | 4033 | Meade County, Kansas
Miami County, Kansas | Miami | 32787 | 32781 | 32882 | 32737 | 32669 | 32834 | 32868 | 32758 | 32923 | 33429 | 33737 | 34237 | Miami County, Kansas
Mitchell County, Kansas | Mitchell | 6373 | 6373 | 6336 | 6284 | 6301 | 6309 | 6248 | 6294 | 6207 | 6137 | 6110 | 5979 | Mitchell County, Kansas
Montgomery County, Kansas | Montgomery | 35471 | 35468 | 35349 | 34779 | 34472 | 34444 | 34090 | 33436 | 32859 | 32390 | 32091 | 31829 | Montgomery County, Kansas
Morris County, Kansas | Morris | 5923 | 5923 | 5918 | 5864 | 5849 | 5719 | 5664 | 5628 | 5558 | 5467 | 5557 | 5620 | Morris County, Kansas
Morton County, Kansas | Morton | 3233 | 3233 | 3240 | 3176 | 3127 | 3116 | 3041 | 2953 | 2790 | 2747 | 2693 | 2587 | Morton County, Kansas
Nemaha County, Kansas | Nemaha | 10178 | 10178 | 10159 | 10088 | 10067 | 10092 | 10087 | 10094 | 10089 | 10060 | 10125 | 10231 | Nemaha County, Kansas
Neosho County, Kansas | Neosho | 16512 | 16511 | 16475 | 16447 | 16420 | 16383 | 16325 | 16287 | 16127 | 16094 | 16025 | 16007 | Neosho County, Kansas
Ness County, Kansas | Ness | 3107 | 3107 | 3104 | 3118 | 3077 | 3087 | 3089 | 3020 | 2957 | 2856 | 2796 | 2750 | Ness County, Kansas
Norton County, Kansas | Norton | 5671 | 5669 | 5664 | 5656 | 5586 | 5614 | 5534 | 5536 | 5491 | 5421 | 5419 | 5361 | Norton County, Kansas
Osage County, Kansas | Osage | 16295 | 16294 | 16274 | 16341 | 16176 | 16080 | 15970 | 15865 | 15811 | 15842 | 15938 | 15949 | Osage County, Kansas
Osborne County, Kansas | Osborne | 3858 | 3861 | 3850 | 3833 | 3809 | 3800 | 3752 | 3641 | 3588 | 3539 | 3459 | 3421 | Osborne County, Kansas
Ottawa County, Kansas | Ottawa | 6091 | 6091 | 6096 | 6064 | 6029 | 6044 | 6030 | 5934 | 5905 | 5817 | 5752 | 5704 | Ottawa County, Kansas
Pawnee County, Kansas | Pawnee | 6973 | 6971 | 6980 | 6978 | 6863 | 6863 | 6822 | 6769 | 6719 | 6665 | 6573 | 6414 | Pawnee County, Kansas
Phillips County, Kansas | Phillips | 5642 | 5640 | 5632 | 5541 | 5521 | 5560 | 5494 | 5420 | 5402 | 5370 | 5276 | 5234 | Phillips County, Kansas
Pottawatomie County, Kansas | Pottawatomie | 21604 | 21608 | 21727 | 22028 | 22331 | 22574 | 22740 | 23123 | 23605 | 23916 | 24209 | 24383 | Pottawatomie County, Kansas
Pratt County, Kansas | Pratt | 9656 | 9653 | 9641 | 9644 | 9758 | 9778 | 9768 | 9697 | 9557 | 9500 | 9340 | 9164 | Pratt County, Kansas
Rawlins County, Kansas | Rawlins | 2519 | 2519 | 2496 | 2508 | 2509 | 2563 | 2543 | 2506 | 2500 | 2473 | 2502 | 2530 | Rawlins County, Kansas
Reno County, Kansas | Reno | 64511 | 64511 | 64552 | 64429 | 64205 | 64079 | 63701 | 63596 | 63184 | 62714 | 62331 | 61998 | Reno County, Kansas
Republic County, Kansas | Republic | 4980 | 4980 | 4938 | 4892 | 4826 | 4767 | 4741 | 4688 | 4659 | 4654 | 4652 | 4636 | Republic County, Kansas
Rice County, Kansas | Rice | 10083 | 10082 | 10115 | 10097 | 9990 | 9978 | 9971 | 9925 | 9782 | 9563 | 9483 | 9537 | Rice County, Kansas
Riley County, Kansas | Riley | 71115 | 71130 | 71551 | 73424 | 77497 | 76923 | 76479 | 77185 | 75172 | 73977 | 74712 | 74232 | Riley County, Kansas
Rooks County, Kansas | Rooks | 5181 | 5181 | 5195 | 5200 | 5221 | 5195 | 5204 | 5179 | 5118 | 5055 | 4995 | 4920 | Rooks County, Kansas
Rush County, Kansas | Rush | 3307 | 3307 | 3314 | 3211 | 3208 | 3176 | 3161 | 3098 | 3054 | 3048 | 3056 | 3036 | Rush County, Kansas
Russell County, Kansas | Russell | 6970 | 6967 | 7001 | 6987 | 6990 | 6977 | 7007 | 7044 | 7007 | 6930 | 6902 | 6856 | Russell County, Kansas
Saline County, Kansas | Saline | 55606 | 55604 | 55780 | 55778 | 55829 | 55750 | 55511 | 55429 | 54955 | 54508 | 54387 | 54224 | Saline County, Kansas
Scott County, Kansas | Scott | 4936 | 4936 | 4959 | 4889 | 4853 | 4906 | 4966 | 4948 | 4979 | 4928 | 4909 | 4823 | Scott County, Kansas
Sedgwick County, Kansas | Sedgwick | 498365 | 498356 | 499128 | 501011 | 504101 | 506442 | 508968 | 511083 | 513092 | 513176 | 513484 | 516042 | Sedgwick County, Kansas
Seward County, Kansas | Seward | 22952 | 22950 | 22970 | 23128 | 23353 | 23311 | 23303 | 23273 | 22897 | 22245 | 21902 | 21428 | Seward County, Kansas
Shawnee County, Kansas | Shawnee | 177934 | 177943 | 178360 | 178948 | 178975 | 178650 | 178567 | 178689 | 178350 | 178056 | 177290 | 176875 | Shawnee County, Kansas
Sheridan County, Kansas | Sheridan | 2556 | 2544 | 2530 | 2502 | 2491 | 2500 | 2502 | 2475 | 2485 | 2526 | 2522 | 2521 | Sheridan County, Kansas
Sherman County, Kansas | Sherman | 6010 | 6010 | 6018 | 6053 | 6120 | 6090 | 6067 | 5964 | 5955 | 5936 | 5917 | 5917 | Sherman County, Kansas
Smith County, Kansas | Smith | 3853 | 3853 | 3860 | 3791 | 3753 | 3699 | 3729 | 3689 | 3656 | 3615 | 3590 | 3583 | Smith County, Kansas
Stafford County, Kansas | Stafford | 4437 | 4439 | 4429 | 4380 | 4350 | 4339 | 4281 | 4215 | 4186 | 4186 | 4162 | 4156 | Stafford County, Kansas
Stanton County, Kansas | Stanton | 2235 | 2236 | 2246 | 2213 | 2155 | 2178 | 2141 | 2070 | 2105 | 2055 | 2025 | 2006 | Stanton County, Kansas
Stevens County, Kansas | Stevens | 5724 | 5726 | 5752 | 5631 | 5738 | 5808 | 5840 | 5789 | 5653 | 5551 | 5536 | 5485 | Stevens County, Kansas
Sumner County, Kansas | Sumner | 24132 | 24137 | 24118 | 23787 | 23635 | 23537 | 23384 | 23417 | 23183 | 23117 | 23019 | 22836 | Sumner County, Kansas
Thomas County, Kansas | Thomas | 7900 | 7902 | 7930 | 7941 | 7933 | 7933 | 7836 | 7895 | 7847 | 7821 | 7710 | 7777 | Thomas County, Kansas
Trego County, Kansas | Trego | 3001 | 3006 | 3006 | 2954 | 2941 | 2945 | 2895 | 2907 | 2852 | 2843 | 2797 | 2803 | Trego County, Kansas
Wabaunsee County, Kansas | Wabaunsee | 7053 | 7055 | 7049 | 7038 | 6994 | 7025 | 6938 | 6887 | 6884 | 6832 | 6912 | 6931 | Wabaunsee County, Kansas
Wallace County, Kansas | Wallace | 1485 | 1485 | 1480 | 1526 | 1523 | 1560 | 1501 | 1505 | 1502 | 1515 | 1489 | 1518 | Wallace County, Kansas
Washington County, Kansas | Washington | 5799 | 5794 | 5785 | 5820 | 5727 | 5626 | 5610 | 5568 | 5564 | 5479 | 5450 | 5406 | Washington County, Kansas
Wichita County, Kansas | Wichita | 2234 | 2234 | 2239 | 2259 | 2228 | 2192 | 2188 | 2167 | 2131 | 2121 | 2112 | 2119 | Wichita County, Kansas
Wilson County, Kansas | Wilson | 9409 | 9406 | 9389 | 9238 | 9120 | 9091 | 8970 | 8845 | 8698 | 8707 | 8666 | 8525 | Wilson County, Kansas
Woodson County, Kansas | Woodson | 3309 | 3309 | 3308 | 3322 | 3275 | 3215 | 3187 | 3144 | 3189 | 3130 | 3184 | 3138 | Woodson County, Kansas
Wyandotte County, Kansas | Wyandotte | 157505 | 157523 | 157633 | 158011 | 159379 | 160933 | 162246 | 163682 | 164785 | 165087 | 165321 | 165429 | Wyandotte County, Kansas
Adair County, Kentucky | Adair | 18656 | 18659 | 18757 | 18987 | 18934 | 19124 | 19262 | 19162 | 19259 | 19287 | 19199 | 19202 | Adair County, Kentucky
Allen County, Kentucky | Allen | 19956 | 19958 | 20037 | 20176 | 20232 | 20316 | 20493 | 20660 | 20721 | 20903 | 21122 | 21315 | Allen County, Kentucky
Anderson County, Kentucky | Anderson | 21421 | 21462 | 21470 | 21564 | 21694 | 21747 | 21868 | 21920 | 22191 | 22545 | 22641 | 22747 | Anderson County, Kentucky
Ballard County, Kentucky | Ballard | 8249 | 8246 | 8260 | 8269 | 8285 | 8252 | 8188 | 8216 | 8046 | 8018 | 7992 | 7888 | Ballard County, Kentucky
Barren County, Kentucky | Barren | 42173 | 42161 | 42116 | 42321 | 42607 | 42937 | 43034 | 43546 | 43763 | 43746 | 44115 | 44249 | Barren County, Kentucky
Bath County, Kentucky | Bath | 11591 | 11587 | 11618 | 11715 | 11780 | 11975 | 12130 | 12203 | 12246 | 12381 | 12444 | 12500 | Bath County, Kentucky
Bell County, Kentucky | Bell | 28691 | 28691 | 28709 | 28658 | 28284 | 28031 | 27826 | 27370 | 27204 | 26863 | 26487 | 26032 | Bell County, Kentucky
Boone County, Kentucky | Boone | 118811 | 118810 | 119373 | 121710 | 123412 | 125022 | 126677 | 128161 | 129503 | 130952 | 131901 | 133581 | Boone County, Kentucky
Bourbon County, Kentucky | Bourbon | 19985 | 20008 | 19965 | 20051 | 20050 | 20026 | 20055 | 20166 | 20130 | 20092 | 20116 | 19788 | Bourbon County, Kentucky
Boyd County, Kentucky | Boyd | 49542 | 49534 | 49602 | 49407 | 49224 | 48880 | 48798 | 48471 | 48121 | 47808 | 47292 | 46718 | Boyd County, Kentucky
Boyle County, Kentucky | Boyle | 28432 | 28443 | 28674 | 28800 | 29020 | 29632 | 29810 | 29782 | 29965 | 29972 | 30082 | 30060 | Boyle County, Kentucky
Bracken County, Kentucky | Bracken | 8488 | 8486 | 8513 | 8510 | 8462 | 8423 | 8359 | 8290 | 8368 | 8285 | 8278 | 8303 | Bracken County, Kentucky
Breathitt County, Kentucky | Breathitt | 13878 | 13876 | 13857 | 13789 | 13612 | 13527 | 13366 | 13363 | 13177 | 12929 | 12787 | 12630 | Breathitt County, Kentucky
Breckinridge County, Kentucky | Breckinridge | 20059 | 20053 | 20043 | 20272 | 20074 | 20042 | 19883 | 19979 | 19982 | 20131 | 20309 | 20477 | Breckinridge County, Kentucky
Bullitt County, Kentucky | Bullitt | 74319 | 74308 | 74500 | 75195 | 75902 | 76878 | 78023 | 78677 | 79222 | 80269 | 81009 | 81676 | Bullitt County, Kentucky
Butler County, Kentucky | Butler | 12690 | 12697 | 12735 | 12718 | 12738 | 12704 | 12736 | 12734 | 12686 | 12778 | 12743 | 12879 | Butler County, Kentucky
Caldwell County, Kentucky | Caldwell | 12984 | 12989 | 13010 | 13027 | 12992 | 12887 | 12848 | 12748 | 12634 | 12666 | 12716 | 12747 | Caldwell County, Kentucky
Calloway County, Kentucky | Calloway | 37191 | 37190 | 37348 | 37667 | 38046 | 38425 | 38452 | 38656 | 38733 | 38832 | 38964 | 39001 | Calloway County, Kentucky
Campbell County, Kentucky | Campbell | 90336 | 90338 | 90623 | 91241 | 91246 | 91423 | 91971 | 92124 | 92257 | 92878 | 93464 | 93584 | Campbell County, Kentucky
Carlisle County, Kentucky | Carlisle | 5104 | 5097 | 5083 | 5034 | 5027 | 4959 | 4961 | 4852 | 4783 | 4788 | 4739 | 4760 | Carlisle County, Kentucky
Carroll County, Kentucky | Carroll | 10811 | 10807 | 10806 | 10994 | 10874 | 10838 | 10738 | 10682 | 10614 | 10714 | 10712 | 10631 | Carroll County, Kentucky
Carter County, Kentucky | Carter | 27720 | 27721 | 27746 | 27627 | 27637 | 27600 | 27517 | 27439 | 27304 | 27214 | 27040 | 26797 | Carter County, Kentucky
Casey County, Kentucky | Casey | 15955 | 15960 | 15984 | 15911 | 16024 | 16011 | 15782 | 15749 | 15775 | 15818 | 15926 | 16159 | Casey County, Kentucky
Christian County, Kentucky | Christian | 73955 | 73940 | 74130 | 73464 | 74892 | 73612 | 73282 | 73075 | 71796 | 71024 | 70712 | 70461 | Christian County, Kentucky
Clark County, Kentucky | Clark | 35613 | 35603 | 35603 | 35434 | 35685 | 35550 | 35622 | 35660 | 35851 | 35899 | 36180 | 36263 | Clark County, Kentucky
Clay County, Kentucky | Clay | 21730 | 21729 | 21660 | 21591 | 21518 | 21186 | 21081 | 20974 | 20626 | 20251 | 20088 | 19901 | Clay County, Kentucky
Clinton County, Kentucky | Clinton | 10272 | 10267 | 10244 | 10158 | 10270 | 10175 | 10203 | 10183 | 10200 | 10212 | 10152 | 10218 | Clinton County, Kentucky
Crittenden County, Kentucky | Crittenden | 9315 | 9315 | 9297 | 9249 | 9220 | 9178 | 9175 | 9168 | 9131 | 8999 | 8896 | 8806 | Crittenden County, Kentucky
Cumberland County, Kentucky | Cumberland | 6856 | 6849 | 6864 | 6870 | 6855 | 6790 | 6722 | 6737 | 6731 | 6710 | 6693 | 6614 | Cumberland County, Kentucky
Daviess County, Kentucky | Daviess | 96656 | 96641 | 96704 | 97159 | 97840 | 98294 | 98441 | 99485 | 100032 | 100461 | 100883 | 101511 | Daviess County, Kentucky
Edmonson County, Kentucky | Edmonson | 12161 | 12177 | 12228 | 12229 | 12091 | 12058 | 12007 | 11991 | 12076 | 12226 | 12249 | 12150 | Edmonson County, Kentucky
Elliott County, Kentucky | Elliott | 7852 | 7850 | 7843 | 7782 | 7633 | 7551 | 7532 | 7548 | 7491 | 7493 | 7499 | 7517 | Elliott County, Kentucky
Estill County, Kentucky | Estill | 14672 | 14679 | 14713 | 14654 | 14503 | 14482 | 14441 | 14373 | 14315 | 14178 | 14150 | 14106 | Estill County, Kentucky
Fayette County, Kentucky | Fayette | 295803 | 295870 | 296848 | 301696 | 305947 | 309865 | 311784 | 315819 | 319644 | 321964 | 322426 | 323152 | Fayette County, Kentucky
Fleming County, Kentucky | Fleming | 14348 | 14346 | 14400 | 14483 | 14525 | 14536 | 14476 | 14578 | 14481 | 14439 | 14485 | 14581 | Fleming County, Kentucky
Floyd County, Kentucky | Floyd | 39451 | 39450 | 39930 | 39752 | 39126 | 38474 | 37998 | 37531 | 36968 | 36296 | 35896 | 35589 | Floyd County, Kentucky
Franklin County, Kentucky | Franklin | 49285 | 49268 | 49253 | 49313 | 49453 | 49478 | 49725 | 50070 | 50292 | 50492 | 50801 | 50991 | Franklin County, Kentucky
Fulton County, Kentucky | Fulton | 6813 | 6813 | 6807 | 6747 | 6564 | 6389 | 6266 | 6266 | 6185 | 6163 | 6066 | 5969 | Fulton County, Kentucky
Gallatin County, Kentucky | Gallatin | 8589 | 8586 | 8612 | 8619 | 8552 | 8578 | 8636 | 8613 | 8719 | 8720 | 8766 | 8869 | Gallatin County, Kentucky
Garrard County, Kentucky | Garrard | 16912 | 16905 | 16941 | 16868 | 17006 | 16992 | 16972 | 17207 | 17382 | 17449 | 17519 | 17666 | Garrard County, Kentucky
Grant County, Kentucky | Grant | 24662 | 24655 | 24677 | 24765 | 24521 | 24565 | 24829 | 24736 | 24910 | 24973 | 25065 | 25069 | Grant County, Kentucky
Graves County, Kentucky | Graves | 37121 | 37151 | 37262 | 37613 | 37566 | 37406 | 37583 | 37248 | 37217 | 37190 | 37319 | 37266 | Graves County, Kentucky
Grayson County, Kentucky | Grayson | 25746 | 25749 | 25786 | 25752 | 25792 | 25948 | 26066 | 26138 | 26093 | 26286 | 26293 | 26427 | Grayson County, Kentucky
Green County, Kentucky | Green | 11258 | 11255 | 11230 | 11191 | 11277 | 11154 | 11017 | 10951 | 10969 | 11036 | 10998 | 10941 | Green County, Kentucky
Greenup County, Kentucky | Greenup | 36910 | 36906 | 36885 | 36841 | 36686 | 36483 | 36303 | 36006 | 35824 | 35514 | 35332 | 35098 | Greenup County, Kentucky
Hancock County, Kentucky | Hancock | 8565 | 8565 | 8551 | 8588 | 8642 | 8626 | 8681 | 8641 | 8723 | 8778 | 8738 | 8722 | Hancock County, Kentucky
Hardin County, Kentucky | Hardin | 105543 | 105537 | 106950 | 107497 | 108198 | 108969 | 108483 | 106272 | 106964 | 108161 | 110279 | 110958 | Hardin County, Kentucky
Harlan County, Kentucky | Harlan | 29278 | 29278 | 29222 | 29129 | 28681 | 28489 | 28014 | 27506 | 26996 | 26676 | 26309 | 26010 | Harlan County, Kentucky
Harrison County, Kentucky | Harrison | 18846 | 18850 | 18810 | 18689 | 18622 | 18571 | 18636 | 18641 | 18569 | 18735 | 18780 | 18886 | Harrison County, Kentucky
Hart County, Kentucky | Hart | 18199 | 18194 | 18188 | 18289 | 18401 | 18464 | 18512 | 18421 | 18541 | 18745 | 18902 | 19035 | Hart County, Kentucky
Henderson County, Kentucky | Henderson | 46250 | 46246 | 46260 | 46334 | 46419 | 46338 | 46366 | 46344 | 46212 | 45867 | 45512 | 45210 | Henderson County, Kentucky
Henry County, Kentucky | Henry | 15416 | 15413 | 15376 | 15375 | 15336 | 15432 | 15547 | 15563 | 15834 | 15972 | 16061 | 16126 | Henry County, Kentucky
Hickman County, Kentucky | Hickman | 4902 | 4903 | 4860 | 4783 | 4737 | 4708 | 4679 | 4612 | 4607 | 4518 | 4431 | 4380 | Hickman County, Kentucky
Hopkins County, Kentucky | Hopkins | 46920 | 46918 | 46841 | 46844 | 46607 | 46424 | 46155 | 46055 | 45598 | 45293 | 45024 | 44686 | Hopkins County, Kentucky
Jackson County, Kentucky | Jackson | 13494 | 13490 | 13480 | 13384 | 13307 | 13391 | 13307 | 13325 | 13364 | 13422 | 13403 | 13329 | Jackson County, Kentucky
Jefferson County, Kentucky | Jefferson | 741096 | 741075 | 742054 | 746361 | 751629 | 759183 | 761725 | 764946 | 767464 | 769828 | 768101 | 766757 | Jefferson County, Kentucky
Jessamine County, Kentucky | Jessamine | 48586 | 48580 | 48682 | 48892 | 49467 | 50120 | 50871 | 51809 | 52219 | 53259 | 53757 | 54115 | Jessamine County, Kentucky
Johnson County, Kentucky | Johnson | 23356 | 23359 | 23385 | 23417 | 23403 | 23458 | 23252 | 23128 | 22858 | 22606 | 22391 | 22188 | Johnson County, Kentucky
Kenton County, Kentucky | Kenton | 159720 | 159728 | 159961 | 160526 | 161704 | 163131 | 163623 | 164478 | 164962 | 165608 | 166292 | 166998 | Kenton County, Kentucky
Knott County, Kentucky | Knott | 16346 | 16364 | 16355 | 16312 | 16127 | 16092 | 15944 | 15680 | 15492 | 15244 | 15076 | 14806 | Knott County, Kentucky
Knox County, Kentucky | Knox | 31883 | 31888 | 31851 | 31878 | 31494 | 31638 | 31540 | 31465 | 31471 | 31444 | 31300 | 31145 | Knox County, Kentucky
Larue County, Kentucky | Larue | 14193 | 14181 | 14169 | 14179 | 14048 | 14019 | 14106 | 14110 | 14018 | 14196 | 14299 | 14398 | Larue County, Kentucky
Laurel County, Kentucky | Laurel | 58849 | 58849 | 58998 | 59359 | 59534 | 59701 | 59897 | 59919 | 60078 | 60317 | 60660 | 60813 | Laurel County, Kentucky
Lawrence County, Kentucky | Lawrence | 15860 | 15859 | 15866 | 15941 | 15891 | 15901 | 15878 | 15861 | 15839 | 15756 | 15583 | 15317 | Lawrence County, Kentucky
Lee County, Kentucky | Lee | 7887 | 7887 | 7717 | 7707 | 7581 | 6876 | 6796 | 6746 | 6604 | 6602 | 7052 | 7403 | Lee County, Kentucky
Leslie County, Kentucky | Leslie | 11310 | 11310 | 11278 | 11237 | 11140 | 10985 | 10830 | 10644 | 10431 | 10310 | 10151 | 9877 | Leslie County, Kentucky
Letcher County, Kentucky | Letcher | 24519 | 24511 | 24534 | 24376 | 24011 | 23540 | 23357 | 23049 | 22759 | 22303 | 21813 | 21553 | Letcher County, Kentucky
Lewis County, Kentucky | Lewis | 13870 | 13883 | 13837 | 13837 | 13839 | 13751 | 13830 | 13663 | 13516 | 13363 | 13268 | 13275 | Lewis County, Kentucky
Lincoln County, Kentucky | Lincoln | 24742 | 24736 | 24724 | 24721 | 24404 | 24438 | 24429 | 24342 | 24382 | 24495 | 24612 | 24549 | Lincoln County, Kentucky
Livingston County, Kentucky | Livingston | 9519 | 9519 | 9520 | 9502 | 9435 | 9332 | 9329 | 9289 | 9198 | 9249 | 9244 | 9194 | Livingston County, Kentucky
Logan County, Kentucky | Logan | 26835 | 26832 | 26851 | 26847 | 26722 | 26976 | 26812 | 26746 | 26678 | 27003 | 26983 | 27102 | Logan County, Kentucky
Lyon County, Kentucky | Lyon | 8314 | 8319 | 8329 | 8435 | 8446 | 8452 | 8411 | 8474 | 8238 | 8261 | 8171 | 8210 | Lyon County, Kentucky
McCracken County, Kentucky | McCracken | 65565 | 65539 | 65515 | 65794 | 65584 | 65337 | 65318 | 64948 | 65304 | 65364 | 65307 | 65418 | McCracken County, Kentucky
McCreary County, Kentucky | McCreary | 18306 | 18306 | 18328 | 18283 | 18051 | 17925 | 17922 | 17883 | 17548 | 17372 | 17290 | 17231 | McCreary County, Kentucky
McLean County, Kentucky | McLean | 9531 | 9540 | 9515 | 9508 | 9490 | 9453 | 9407 | 9395 | 9337 | 9216 | 9258 | 9207 | McLean County, Kentucky
Madison County, Kentucky | Madison | 82916 | 82913 | 83468 | 84775 | 85394 | 85934 | 87080 | 88212 | 89532 | 91170 | 92107 | 92987 | Madison County, Kentucky
Magoffin County, Kentucky | Magoffin | 13333 | 13333 | 13306 | 13220 | 13061 | 12941 | 12980 | 12784 | 12668 | 12519 | 12323 | 12161 | Magoffin County, Kentucky
Marion County, Kentucky | Marion | 19820 | 19835 | 19840 | 20001 | 19918 | 19928 | 19079 | 19212 | 19135 | 19276 | 19326 | 19273 | Marion County, Kentucky
Marshall County, Kentucky | Marshall | 31448 | 31448 | 31451 | 31261 | 31261 | 31215 | 30993 | 31059 | 31280 | 31318 | 31202 | 31100 | Marshall County, Kentucky
Martin County, Kentucky | Martin | 12929 | 12929 | 12895 | 12829 | 12725 | 12651 | 12494 | 12285 | 11945 | 11492 | 11325 | 11195 | Martin County, Kentucky
Mason County, Kentucky | Mason | 17490 | 17490 | 17505 | 17546 | 17460 | 17323 | 17133 | 17050 | 17167 | 17192 | 17080 | 17070 | Mason County, Kentucky
Meade County, Kentucky | Meade | 28602 | 28613 | 28714 | 29643 | 29255 | 29240 | 29086 | 27725 | 27959 | 28033 | 28623 | 28572 | Meade County, Kentucky
Menifee County, Kentucky | Menifee | 6306 | 6309 | 6371 | 6419 | 6338 | 6341 | 6304 | 6373 | 6449 | 6465 | 6437 | 6489 | Menifee County, Kentucky
Mercer County, Kentucky | Mercer | 21331 | 21311 | 21308 | 21275 | 21323 | 21291 | 21360 | 21377 | 21405 | 21542 | 21702 | 21933 | Mercer County, Kentucky
Metcalfe County, Kentucky | Metcalfe | 10099 | 10116 | 10147 | 10070 | 9983 | 9960 | 9997 | 9925 | 10020 | 10093 | 10070 | 10071 | Metcalfe County, Kentucky
Monroe County, Kentucky | Monroe | 10963 | 10963 | 10970 | 10918 | 10848 | 10715 | 10674 | 10618 | 10539 | 10597 | 10732 | 10650 | Monroe County, Kentucky
Montgomery County, Kentucky | Montgomery | 26499 | 26507 | 26549 | 26751 | 26860 | 27229 | 27365 | 27576 | 27666 | 27913 | 28109 | 28157 | Montgomery County, Kentucky
Morgan County, Kentucky | Morgan | 13923 | 13921 | 13726 | 13719 | 13531 | 13362 | 13343 | 13267 | 13260 | 13230 | 13372 | 13309 | Morgan County, Kentucky
Muhlenberg County, Kentucky | Muhlenberg | 31499 | 31499 | 31657 | 31528 | 31382 | 31323 | 31302 | 31245 | 31150 | 30925 | 30811 | 30622 | Muhlenberg County, Kentucky
Nelson County, Kentucky | Nelson | 43437 | 43441 | 43629 | 44062 | 44401 | 44540 | 44858 | 45114 | 45497 | 45591 | 45813 | 46233 | Nelson County, Kentucky
Nicholas County, Kentucky | Nicholas | 7135 | 7129 | 7128 | 7088 | 7008 | 7008 | 7050 | 7059 | 7083 | 7160 | 7195 | 7269 | Nicholas County, Kentucky
Ohio County, Kentucky | Ohio | 23842 | 23854 | 23834 | 23985 | 24021 | 23975 | 23948 | 24021 | 24158 | 24116 | 24064 | 23994 | Ohio County, Kentucky
Oldham County, Kentucky | Oldham | 60316 | 60356 | 60437 | 60772 | 62105 | 63062 | 63969 | 64556 | 65410 | 66557 | 66512 | 66799 | Oldham County, Kentucky
Owen County, Kentucky | Owen | 10841 | 10837 | 10850 | 10825 | 10762 | 10645 | 10657 | 10736 | 10668 | 10794 | 10881 | 10901 | Owen County, Kentucky
Owsley County, Kentucky | Owsley | 4755 | 4755 | 4748 | 4806 | 4681 | 4599 | 4502 | 4445 | 4472 | 4402 | 4474 | 4415 | Owsley County, Kentucky
Pendleton County, Kentucky | Pendleton | 14877 | 14874 | 14915 | 14662 | 14552 | 14565 | 14476 | 14487 | 14595 | 14602 | 14588 | 14590 | Pendleton County, Kentucky
Perry County, Kentucky | Perry | 28712 | 28697 | 28669 | 28698 | 28295 | 27982 | 27554 | 27373 | 27197 | 26586 | 26208 | 25758 | Perry County, Kentucky
Pike County, Kentucky | Pike | 65024 | 65029 | 65074 | 64908 | 64582 | 63853 | 62931 | 61781 | 60431 | 58905 | 58492 | 57876 | Pike County, Kentucky
Powell County, Kentucky | Powell | 12613 | 12613 | 12643 | 12618 | 12471 | 12470 | 12349 | 12226 | 12266 | 12297 | 12371 | 12359 | Powell County, Kentucky
Pulaski County, Kentucky | Pulaski | 63063 | 63061 | 63190 | 63510 | 63514 | 63793 | 63866 | 63862 | 64013 | 64314 | 64584 | 64979 | Pulaski County, Kentucky
Robertson County, Kentucky | Robertson | 2282 | 2282 | 2275 | 2290 | 2214 | 2214 | 2185 | 2134 | 2125 | 2120 | 2130 | 2108 | Robertson County, Kentucky
Rockcastle County, Kentucky | Rockcastle | 17056 | 17056 | 17081 | 17108 | 17057 | 16742 | 16826 | 16932 | 16872 | 16778 | 16823 | 16695 | Rockcastle County, Kentucky
Rowan County, Kentucky | Rowan | 23333 | 23336 | 23376 | 23558 | 23796 | 24210 | 24250 | 24642 | 24416 | 24514 | 24503 | 24460 | Rowan County, Kentucky
Russell County, Kentucky | Russell | 17565 | 17565 | 17573 | 17700 | 17637 | 17749 | 17787 | 17685 | 17769 | 17723 | 17790 | 17923 | Russell County, Kentucky
Scott County, Kentucky | Scott | 47173 | 47096 | 47274 | 47913 | 48970 | 50000 | 51219 | 52155 | 53425 | 54782 | 55968 | 57004 | Scott County, Kentucky
Shelby County, Kentucky | Shelby | 42074 | 41971 | 42189 | 42848 | 43656 | 44460 | 45089 | 45787 | 46548 | 47209 | 48059 | 49024 | Shelby County, Kentucky
Simpson County, Kentucky | Simpson | 17327 | 17329 | 17336 | 17302 | 17543 | 17681 | 17753 | 17901 | 17992 | 18046 | 18403 | 18572 | Simpson County, Kentucky
Spencer County, Kentucky | Spencer | 17061 | 17142 | 17201 | 17466 | 17518 | 17678 | 17813 | 18072 | 18336 | 18619 | 19021 | 19351 | Spencer County, Kentucky
Taylor County, Kentucky | Taylor | 24512 | 24511 | 24673 | 24991 | 25069 | 25159 | 25360 | 25586 | 25441 | 25544 | 25514 | 25769 | Taylor County, Kentucky
Todd County, Kentucky | Todd | 12460 | 12463 | 12432 | 12428 | 12618 | 12475 | 12429 | 12447 | 12357 | 12177 | 12306 | 12294 | Todd County, Kentucky
Trigg County, Kentucky | Trigg | 14339 | 14327 | 14322 | 14214 | 14410 | 14300 | 14131 | 14218 | 14302 | 14418 | 14658 | 14651 | Trigg County, Kentucky
Trimble County, Kentucky | Trimble | 8809 | 8809 | 8812 | 8814 | 8844 | 8805 | 8722 | 8733 | 8596 | 8521 | 8468 | 8471 | Trimble County, Kentucky
Union County, Kentucky | Union | 15007 | 15007 | 15276 | 15262 | 15082 | 15061 | 15072 | 14951 | 14765 | 14620 | 14471 | 14381 | Union County, Kentucky
Warren County, Kentucky | Warren | 113792 | 113781 | 114341 | 115862 | 117389 | 119575 | 121394 | 124122 | 126419 | 129074 | 130750 | 132896 | Warren County, Kentucky
Washington County, Kentucky | Washington | 11717 | 11713 | 11695 | 11690 | 11821 | 11849 | 11901 | 12007 | 12109 | 11880 | 12023 | 12095 | Washington County, Kentucky
Wayne County, Kentucky | Wayne | 20813 | 20813 | 20850 | 20901 | 20824 | 20782 | 20618 | 20609 | 20728 | 20628 | 20430 | 20333 | Wayne County, Kentucky
Webster County, Kentucky | Webster | 13621 | 13621 | 13579 | 13528 | 13460 | 13357 | 13184 | 13155 | 13181 | 13012 | 13051 | 12942 | Webster County, Kentucky
Whitley County, Kentucky | Whitley | 35637 | 35633 | 35718 | 35854 | 35768 | 35870 | 35833 | 36109 | 36108 | 36074 | 36101 | 36264 | Whitley County, Kentucky
Wolfe County, Kentucky | Wolfe | 7355 | 7355 | 7361 | 7362 | 7194 | 7279 | 7252 | 7241 | 7189 | 7248 | 7199 | 7157 | Wolfe County, Kentucky
Woodford County, Kentucky | Woodford | 24939 | 24946 | 25040 | 24944 | 25117 | 25345 | 25586 | 25860 | 26118 | 26385 | 26491 | 26734 | Woodford County, Kentucky
Acadia Parish, Louisiana | #VALUE! | 61773 | 61787 | 61877 | 61865 | 61997 | 62299 | 62667 | 62679 | 62786 | 62559 | 62214 | 62045 | Acadia Parish, Louisiana
Allen Parish, Louisiana | #VALUE! | 25764 | 25747 | 25702 | 25740 | 25622 | 25664 | 25714 | 25631 | 25680 | 25583 | 25567 | 25627 | Allen Parish, Louisiana
Ascension Parish, Louisiana | #VALUE! | 107215 | 107215 | 107890 | 110075 | 112218 | 114636 | 117282 | 119374 | 121558 | 123177 | 124858 | 126604 | Ascension Parish, Louisiana
Assumption Parish, Louisiana | #VALUE! | 23421 | 23416 | 23333 | 23185 | 23072 | 23199 | 23047 | 22898 | 22756 | 22568 | 22279 | 21891 | Assumption Parish, Louisiana
Avoyelles Parish, Louisiana | #VALUE! | 42073 | 42071 | 42106 | 41795 | 41572 | 41275 | 41088 | 40979 | 40983 | 40836 | 40402 | 40144 | Avoyelles Parish, Louisiana
Beauregard Parish, Louisiana | #VALUE! | 35654 | 35651 | 35831 | 36090 | 36333 | 36260 | 36239 | 36531 | 36973 | 36847 | 37369 | 37497 | Beauregard Parish, Louisiana
Bienville Parish, Louisiana | #VALUE! | 14353 | 14353 | 14306 | 14261 | 14192 | 13961 | 13782 | 13823 | 13780 | 13631 | 13343 | 13241 | Bienville Parish, Louisiana
Bossier Parish, Louisiana | Bossier | 116979 | 117036 | 117675 | 120134 | 123160 | 124021 | 124868 | 125554 | 125920 | 126959 | 127022 | 127039 | Bossier Parish, Louisiana
Caddo Parish, Louisiana | #VALUE! | 254969 | 254914 | 255590 | 256967 | 257252 | 255127 | 252605 | 251345 | 248837 | 245935 | 242833 | 240204 | Caddo Parish, Louisiana
Calcasieu Parish, Louisiana | #VALUE! | 192768 | 192772 | 193026 | 193861 | 194479 | 195492 | 196570 | 198450 | 200568 | 202466 | 203177 | 203436 | Calcasieu Parish, Louisiana
Caldwell Parish, Louisiana | #VALUE! | 10132 | 10126 | 10148 | 10123 | 10042 | 9984 | 9950 | 10045 | 10074 | 9959 | 9964 | 9918 | Caldwell Parish, Louisiana
Cameron Parish, Louisiana | #VALUE! | 6839 | 6868 | 6917 | 6673 | 6631 | 6713 | 6726 | 6825 | 6896 | 6944 | 7013 | 6973 | Cameron Parish, Louisiana
Catahoula Parish, Louisiana | #VALUE! | 10407 | 10407 | 10377 | 10286 | 10240 | 10251 | 10129 | 10029 | 9869 | 9830 | 9606 | 9494 | Catahoula Parish, Louisiana
Claiborne Parish, Louisiana | #VALUE! | 17195 | 17195 | 17175 | 16940 | 16868 | 16662 | 16402 | 16261 | 16146 | 15953 | 15895 | 15670 | Claiborne Parish, Louisiana
Concordia Parish, Louisiana | #VALUE! | 20822 | 20822 | 20839 | 20842 | 20501 | 20500 | 20479 | 20228 | 19970 | 19846 | 19586 | 19259 | Concordia Parish, Louisiana
De Soto Parish, Louisiana | #VALUE! | 26656 | 26656 | 26670 | 26779 | 27023 | 27089 | 27061 | 27101 | 27190 | 27267 | 27426 | 27463 | De Soto Parish, Louisiana
East Baton Rouge Parish, Louisiana | #VALUE! | 440171 | 440525 | 440912 | 441564 | 442955 | 444181 | 445119 | 445512 | 446677 | 444511 | 442058 | 440059 | East Baton Rouge Parish, Louisiana
East Carroll Parish, Louisiana | #VALUE! | 7759 | 7759 | 7737 | 7658 | 7579 | 7500 | 7445 | 7277 | 7235 | 7111 | 6994 | 6861 | East Carroll Parish, Louisiana
East Feliciana Parish, Louisiana | #VALUE! | 20267 | 20260 | 20157 | 20085 | 19860 | 19601 | 19677 | 19540 | 19513 | 19380 | 19286 | 19135 | East Feliciana Parish, Louisiana
Evangeline Parish, Louisiana | #VALUE! | 33984 | 33988 | 33956 | 33842 | 33748 | 33827 | 33758 | 33724 | 33667 | 33663 | 33496 | 33395 | Evangeline Parish, Louisiana
Franklin Parish, Louisiana | #VALUE! | 20767 | 20767 | 20810 | 20771 | 20573 | 20508 | 20432 | 20386 | 20370 | 20256 | 20164 | 20015 | Franklin Parish, Louisiana
Grant Parish, Louisiana | #VALUE! | 22309 | 22309 | 22336 | 22382 | 22388 | 22301 | 22356 | 22302 | 22279 | 22296 | 22436 | 22389 | Grant Parish, Louisiana
Iberia Parish, Louisiana | #VALUE! | 73240 | 73087 | 73111 | 73439 | 73660 | 73839 | 73724 | 73747 | 72971 | 71982 | 70905 | 69830 | Iberia Parish, Louisiana
Iberville Parish, Louisiana | #VALUE! | 33387 | 33404 | 33388 | 33361 | 33327 | 33385 | 33131 | 33136 | 32864 | 32906 | 32693 | 32511 | Iberville Parish, Louisiana
Jackson Parish, Louisiana | #VALUE! | 16274 | 16272 | 16307 | 16350 | 16264 | 16130 | 15989 | 15947 | 15895 | 15898 | 15912 | 15744 | Jackson Parish, Louisiana
Jefferson Parish, Louisiana | #VALUE! | 432552 | 432576 | 432610 | 434089 | 433954 | 434264 | 434078 | 435175 | 436572 | 436126 | 433884 | 432493 | Jefferson Parish, Louisiana
Jefferson Davis Parish, Louisiana | #VALUE! | 31594 | 31592 | 31632 | 31592 | 31445 | 31295 | 31447 | 31431 | 31388 | 31480 | 31537 | 31368 | Jefferson Davis Parish, Louisiana
Lafayette Parish, Louisiana | #VALUE! | 221578 | 221778 | 222315 | 224673 | 227298 | 231471 | 235695 | 239332 | 241275 | 241756 | 243113 | 244390 | Lafayette Parish, Louisiana
Lafourche Parish, Louisiana | #VALUE! | 96318 | 96642 | 96745 | 97078 | 97177 | 97276 | 97886 | 98314 | 98506 | 98123 | 97981 | 97614 | Lafourche Parish, Louisiana
LaSalle Parish, Louisiana | #VALUE! | 14890 | 14890 | 14908 | 14941 | 14862 | 14821 | 14875 | 14979 | 15022 | 14887 | 14901 | 14892 | LaSalle Parish, Louisiana
Lincoln Parish, Louisiana | #VALUE! | 46735 | 46740 | 46850 | 47058 | 47026 | 47233 | 47198 | 47434 | 47473 | 47471 | 47112 | 46742 | Lincoln Parish, Louisiana
Livingston Parish, Louisiana | #VALUE! | 128026 | 127674 | 128337 | 129828 | 131478 | 133668 | 135168 | 137116 | 139627 | 137712 | 139394 | 140789 | Livingston Parish, Louisiana
Madison Parish, Louisiana | #VALUE! | 12093 | 12101 | 12106 | 11976 | 12212 | 11908 | 11819 | 11554 | 11486 | 11342 | 11196 | 10951 | Madison Parish, Louisiana
Morehouse Parish, Louisiana | #VALUE! | 27979 | 27979 | 27873 | 27479 | 27375 | 26938 | 26652 | 26301 | 25894 | 25655 | 25324 | 24874 | Morehouse Parish, Louisiana
Natchitoches Parish, Louisiana | #VALUE! | 39566 | 39569 | 39528 | 39386 | 39339 | 39118 | 39124 | 39004 | 39024 | 39042 | 38616 | 38158 | Natchitoches Parish, Louisiana
Orleans Parish, Louisiana | Orleans | 343829 | 343828 | 347772 | 360735 | 369787 | 378637 | 383940 | 389742 | 391843 | 391493 | 391004 | 390144 | Orleans Parish, Louisiana
Ouachita Parish, Louisiana | #VALUE! | 153720 | 153734 | 153969 | 154650 | 155256 | 156062 | 156360 | 156880 | 156897 | 155841 | 154571 | 153279 | Ouachita Parish, Louisiana
Plaquemines Parish, Louisiana | #VALUE! | 23042 | 23035 | 23117 | 23582 | 23826 | 23509 | 23304 | 23437 | 23323 | 23348 | 23385 | 23197 | Plaquemines Parish, Louisiana
Pointe Coupee Parish, Louisiana | #VALUE! | 22802 | 22808 | 22823 | 22814 | 22683 | 22429 | 22313 | 22197 | 22111 | 22164 | 21879 | 21730 | Pointe Coupee Parish, Louisiana
Rapides Parish, Louisiana | #VALUE! | 131613 | 131609 | 131760 | 132020 | 132012 | 132322 | 132202 | 131780 | 131845 | 131253 | 130326 | 129648 | Rapides Parish, Louisiana
Red River Parish, Louisiana | #VALUE! | 9091 | 9091 | 9099 | 9083 | 9072 | 8957 | 8757 | 8711 | 8621 | 8527 | 8526 | 8442 | Red River Parish, Louisiana
Richland Parish, Louisiana | #VALUE! | 20725 | 20722 | 20756 | 20886 | 20912 | 20913 | 20759 | 20546 | 20446 | 20413 | 20223 | 20122 | Richland Parish, Louisiana
Sabine Parish, Louisiana | #VALUE! | 24233 | 24226 | 24226 | 24421 | 24322 | 24261 | 24112 | 24205 | 24055 | 23909 | 23901 | 23884 | Sabine Parish, Louisiana
St Bernard Parish, Louisiana | #VALUE! | 35897 | 35897 | 36824 | 39516 | 41483 | 43430 | 44439 | 45421 | 45777 | 46110 | 46780 | 47244 | St Bernard Parish, Louisiana
St Charles Parish, Louisiana | #VALUE! | 52780 | 52888 | 52818 | 52390 | 52420 | 52614 | 52678 | 52572 | 52796 | 52620 | 52775 | 53100 | St Charles Parish, Louisiana
St Helena Parish, Louisiana | #VALUE! | 11203 | 11205 | 11197 | 10955 | 10979 | 10771 | 10519 | 10457 | 10389 | 10322 | 10187 | 10132 | St Helena Parish, Louisiana
St James Parish, Louisiana | #VALUE! | 22102 | 22101 | 22048 | 21784 | 21634 | 21607 | 21515 | 21481 | 21433 | 21380 | 21151 | 21096 | St James Parish, Louisiana
St John the Baptist Parish, Louisiana | #VALUE! | 45924 | 45810 | 45591 | 45066 | 44719 | 43570 | 43714 | 43523 | 43401 | 43328 | 43119 | 42837 | St John the Baptist Parish, Louisiana
St Landry Parish, Louisiana | #VALUE! | 83384 | 83390 | 83495 | 83442 | 83466 | 83415 | 83680 | 83649 | 83768 | 83535 | 82782 | 82124 | St Landry Parish, Louisiana
St Martin Parish, Louisiana | #VALUE! | 52160 | 52122 | 52224 | 52760 | 52614 | 52901 | 53256 | 53831 | 53771 | 54066 | 53562 | 53431 | St Martin Parish, Louisiana
St Mary Parish, Louisiana | #VALUE! | 54650 | 54647 | 54550 | 54187 | 53562 | 53581 | 53273 | 52876 | 52069 | 50708 | 49841 | 49348 | St Mary Parish, Louisiana
St Tammany Parish, Louisiana | #VALUE! | 233740 | 233756 | 234544 | 236846 | 239064 | 241953 | 245237 | 248930 | 252468 | 255921 | 258035 | 260419 | St Tammany Parish, Louisiana
Tangipahoa Parish, Louisiana | #VALUE! | 121097 | 121109 | 121485 | 122700 | 123646 | 125520 | 127010 | 128716 | 130619 | 132353 | 133837 | 134758 | Tangipahoa Parish, Louisiana
Tensas Parish, Louisiana | #VALUE! | 5252 | 5250 | 5229 | 5092 | 4999 | 4933 | 4853 | 4772 | 4656 | 4574 | 4470 | 4334 | Tensas Parish, Louisiana
Terrebonne Parish, Louisiana | #VALUE! | 111860 | 111543 | 111506 | 111635 | 111708 | 112707 | 113482 | 113817 | 113006 | 111823 | 111163 | 110461 | Terrebonne Parish, Louisiana
Union Parish, Louisiana | #VALUE! | 22721 | 22774 | 22833 | 22757 | 22520 | 22454 | 22558 | 22487 | 22528 | 22398 | 22243 | 22108 | Union Parish, Louisiana
Vermilion Parish, Louisiana | #VALUE! | 57999 | 57959 | 58085 | 58198 | 58636 | 59284 | 59534 | 59918 | 60074 | 59936 | 59886 | 59511 | Vermilion Parish, Louisiana
Vernon Parish, Louisiana | #VALUE! | 52334 | 52361 | 52742 | 52270 | 54120 | 52815 | 52816 | 51431 | 51481 | 49789 | 48101 | 47429 | Vernon Parish, Louisiana
Washington Parish, Louisiana | #VALUE! | 47168 | 47140 | 47089 | 47127 | 46676 | 46407 | 46319 | 46358 | 46387 | 46649 | 46588 | 46194 | Washington Parish, Louisiana
Webster Parish, Louisiana | #VALUE! | 41207 | 41207 | 41199 | 41244 | 40908 | 40660 | 40285 | 40061 | 39751 | 39264 | 38792 | 38340 | Webster Parish, Louisiana
West Baton Rouge Parish, Louisiana | #VALUE! | 23788 | 23785 | 23951 | 24109 | 24149 | 24654 | 25192 | 25554 | 25901 | 26184 | 26400 | 26465 | West Baton Rouge Parish, Louisiana
West Carroll Parish, Louisiana | #VALUE! | 11604 | 11604 | 11576 | 11520 | 11499 | 11453 | 11526 | 11287 | 11136 | 10974 | 10977 | 10830 | West Carroll Parish, Louisiana
West Feliciana Parish, Louisiana | #VALUE! | 15625 | 15625 | 15641 | 15517 | 15476 | 15462 | 15379 | 15383 | 15327 | 15371 | 15492 | 15568 | West Feliciana Parish, Louisiana
Winn Parish, Louisiana | #VALUE! | 15313 | 15313 | 15303 | 15151 | 15102 | 14849 | 14819 | 14642 | 14532 | 14350 | 14138 | 13904 | Winn Parish, Louisiana
Androscoggin County, Maine | Androscoggin | 107702 | 107709 | 107708 | 107439 | 107486 | 107223 | 107358 | 107124 | 107296 | 107399 | 107914 | 108277 | Androscoggin County, Maine
Aroostook County, Maine | Aroostook | 71870 | 71873 | 71699 | 71388 | 70767 | 70064 | 69520 | 68818 | 68243 | 67609 | 67318 | 67055 | Aroostook County, Maine
Cumberland County, Maine | Cumberland | 281674 | 281690 | 281474 | 282709 | 283645 | 285537 | 288086 | 289488 | 291191 | 292181 | 293673 | 295003 | Cumberland County, Maine
Franklin County, Maine | Franklin | 30768 | 30767 | 30719 | 30741 | 30650 | 30477 | 30201 | 30017 | 29982 | 29799 | 29915 | 30199 | Franklin County, Maine
Hancock County, Maine | Hancock | 54418 | 54408 | 54350 | 54525 | 54478 | 54566 | 54477 | 54237 | 54509 | 54539 | 54734 | 54987 | Hancock County, Maine
Kennebec County, Maine | Kennebec | 122151 | 122154 | 122076 | 121792 | 121591 | 121139 | 121233 | 121010 | 121497 | 121913 | 122044 | 122302 | Kennebec County, Maine
Knox County, Maine | Knox | 39736 | 39734 | 39730 | 39672 | 39611 | 39691 | 39891 | 39786 | 39761 | 39759 | 39717 | 39772 | Knox County, Maine
Lincoln County, Maine | Lincoln | 34457 | 34445 | 34385 | 34269 | 34152 | 34087 | 34047 | 33784 | 33974 | 34215 | 34399 | 34634 | Lincoln County, Maine
Oxford County, Maine | Oxford | 57833 | 57830 | 57779 | 57763 | 57473 | 57397 | 57323 | 57164 | 57322 | 57534 | 57754 | 57975 | Oxford County, Maine
Penobscot County, Maine | Penobscot | 153923 | 153931 | 153861 | 153759 | 153347 | 153222 | 153201 | 151929 | 151333 | 151645 | 151817 | 152148 | Penobscot County, Maine
Piscataquis County, Maine | Piscataquis | 17535 | 17535 | 17550 | 17362 | 17265 | 17173 | 17038 | 16937 | 16910 | 16804 | 16746 | 16785 | Piscataquis County, Maine
Sagadahoc County, Maine | Sagadahoc | 35293 | 35287 | 35228 | 35121 | 35115 | 35021 | 35076 | 35120 | 35156 | 35436 | 35690 | 35856 | Sagadahoc County, Maine
Somerset County, Maine | Somerset | 52228 | 52222 | 52216 | 51930 | 51806 | 51698 | 51235 | 50729 | 50546 | 50351 | 50489 | 50484 | Somerset County, Maine
Waldo County, Maine | Waldo | 38786 | 38787 | 38818 | 38857 | 38928 | 39025 | 39035 | 39120 | 39429 | 39772 | 39657 | 39715 | Waldo County, Maine
Washington County, Maine | Washington | 32856 | 32855 | 32827 | 32717 | 32543 | 32260 | 31965 | 31776 | 31603 | 31374 | 31321 | 31379 | Washington County, Maine
York County, Maine | York | 197131 | 197131 | 197209 | 198240 | 198872 | 199429 | 200827 | 201223 | 202565 | 204282 | 205869 | 207641 | York County, Maine
Allegany County, Maryland | Allegany | 75087 | 75047 | 74965 | 74572 | 73947 | 73576 | 73020 | 72462 | 72053 | 71352 | 70941 | 70416 | Allegany County, Maryland
Anne Arundel County, Maryland | Anne Arundel | 537656 | 537631 | 539284 | 544803 | 550333 | 555417 | 559142 | 563027 | 567254 | 571339 | 575523 | 579234 | Anne Arundel County, Maryland
Baltimore County, Maryland | Baltimore | 805029 | 805324 | 806656 | 812961 | 818113 | 822274 | 824994 | 827533 | 828682 | 828645 | 827859 | 827370 | Baltimore County, Maryland
Calvert County, Maryland | Calvert | 88737 | 88739 | 88988 | 89327 | 89720 | 90444 | 90540 | 90477 | 91052 | 91435 | 92065 | 92525 | Calvert County, Maryland
Caroline County, Maryland | Caroline | 33066 | 33078 | 33052 | 32887 | 32629 | 32642 | 32532 | 32595 | 32840 | 33096 | 33306 | 33406 | Caroline County, Maryland
Carroll County, Maryland | Carroll | 167134 | 167141 | 167213 | 167037 | 167049 | 167217 | 167327 | 167132 | 167100 | 167547 | 168267 | 168447 | Carroll County, Maryland
Cecil County, Maryland | Cecil | 101108 | 101102 | 101165 | 101567 | 101753 | 101887 | 102195 | 102382 | 102487 | 102394 | 102644 | 102855 | Cecil County, Maryland
Charles County, Maryland | Charles | 146551 | 146564 | 147159 | 149200 | 150668 | 152645 | 154359 | 155665 | 157292 | 159450 | 161476 | 163257 | Charles County, Maryland
Dorchester County, Maryland | Dorchester | 32618 | 32623 | 32688 | 32699 | 32476 | 32555 | 32492 | 32419 | 32276 | 32105 | 31960 | 31929 | Dorchester County, Maryland
Frederick County, Maryland | Frederick | 233385 | 233403 | 234218 | 237284 | 239645 | 241129 | 243381 | 245001 | 246999 | 250622 | 254943 | 259547 | Frederick County, Maryland
Garrett County, Maryland | Garrett | 30097 | 30139 | 30141 | 30151 | 29967 | 29965 | 29648 | 29426 | 29358 | 29242 | 29133 | 29014 | Garrett County, Maryland
Harford County, Maryland | Harford | 244826 | 244824 | 245237 | 246729 | 248566 | 248890 | 249314 | 249558 | 250370 | 251858 | 253882 | 255441 | Harford County, Maryland
Howard County, Maryland | Howard | 287085 | 287123 | 288627 | 293583 | 299184 | 303527 | 306909 | 311297 | 315416 | 319251 | 322621 | 325690 | Howard County, Maryland
Kent County, Maryland | Kent | 20197 | 20195 | 20213 | 20250 | 19976 | 19816 | 19777 | 19715 | 19666 | 19442 | 19434 | 19422 | Kent County, Maryland
Montgomery County, Maryland | Montgomery | 971777 | 971284 | 975602 | 991185 | 1005079 | 1015172 | 1024617 | 1032814 | 1038846 | 1046822 | 1048478 | 1050688 | Montgomery County, Maryland
Prince George's County, Maryland | Prince George's | 863420 | 864029 | 866419 | 874389 | 882490 | 890658 | 899686 | 906197 | 908501 | 909705 | 909619 | 909327 | Prince George's County, Maryland
Queen Anne's County, Maryland | Queen Anne's | 47798 | 47785 | 47806 | 48262 | 48497 | 48517 | 48782 | 48984 | 49063 | 49586 | 50148 | 50381 | Queen Anne's County, Maryland
St Mary's County, Maryland | St Mary's | 105151 | 105144 | 105761 | 107566 | 108800 | 109224 | 109913 | 110985 | 111750 | 112487 | 112720 | 113510 | St Mary's County, Maryland
Somerset County, Maryland | Somerset | 26470 | 26470 | 26464 | 26261 | 26039 | 25959 | 25571 | 25687 | 25839 | 25896 | 25606 | 25616 | Somerset County, Maryland
Talbot County, Maryland | Talbot | 37782 | 37781 | 37879 | 37947 | 37986 | 37896 | 37517 | 37413 | 37135 | 37033 | 37074 | 37181 | Talbot County, Maryland
Washington County, Maryland | Washington | 147430 | 147417 | 147721 | 148776 | 149037 | 148986 | 149048 | 149068 | 149602 | 150169 | 150656 | 151049 | Washington County, Maryland
Wicomico County, Maryland | Wicomico | 98733 | 98733 | 98972 | 100066 | 100562 | 100850 | 101360 | 101747 | 102041 | 102252 | 103044 | 103609 | Wicomico County, Maryland
Worcester County, Maryland | Worcester | 51454 | 51448 | 51500 | 51507 | 51581 | 51551 | 51572 | 51456 | 51475 | 51659 | 51960 | 52276 | Worcester County, Maryland
Baltimore city, Maryland | #VALUE! | 620961 | 620770 | 620915 | 620410 | 622895 | 622391 | 623587 | 622522 | 616226 | 610481 | 602443 | 593490 | Baltimore city, Maryland
Barnstable County, Massachusetts | Barnstable | 215888 | 215880 | 215899 | 215356 | 214788 | 214518 | 214289 | 213877 | 213559 | 213581 | 213471 | 212990 | Barnstable County, Massachusetts
Berkshire County, Massachusetts | Berkshire | 131219 | 131274 | 131317 | 130547 | 130284 | 129488 | 128856 | 127858 | 127067 | 126353 | 125901 | 124944 | Berkshire County, Massachusetts
Bristol County, Massachusetts | Bristol | 548285 | 548242 | 549166 | 549308 | 551120 | 552379 | 555090 | 556863 | 558070 | 560941 | 564092 | 565217 | Bristol County, Massachusetts
Dukes County, Massachusetts | Dukes | 16535 | 16535 | 16572 | 16697 | 16829 | 17159 | 17297 | 17274 | 17315 | 17311 | 17329 | 17332 | Dukes County, Massachusetts
Essex County, Massachusetts | Essex | 743159 | 743082 | 745461 | 751507 | 757338 | 764563 | 771653 | 776865 | 779847 | 784453 | 788183 | 789034 | Essex County, Massachusetts
Franklin County, Massachusetts | Franklin | 71372 | 71381 | 71369 | 71692 | 71687 | 71361 | 71298 | 70866 | 70622 | 70605 | 70611 | 70180 | Franklin County, Massachusetts
Hampden County, Massachusetts | Hampden | 463490 | 463615 | 464237 | 466171 | 466955 | 467747 | 469455 | 469113 | 467778 | 467705 | 468388 | 466372 | Hampden County, Massachusetts
Hampshire County, Massachusetts | Hampshire | 158080 | 158063 | 159329 | 160154 | 160419 | 160856 | 160918 | 160709 | 161404 | 161077 | 161139 | 160830 | Hampshire County, Massachusetts
Middlesex County, Massachusetts | Middlesex | 1503085 | 1503133 | 1507681 | 1524848 | 1542867 | 1560204 | 1574993 | 1585432 | 1594664 | 1603943 | 1608470 | 1611699 | Middlesex County, Massachusetts
Nantucket County, Massachusetts | Nantucket | 10172 | 10172 | 10168 | 10133 | 10313 | 10569 | 10839 | 10940 | 11100 | 11205 | 11198 | 11399 | Nantucket County, Massachusetts
Norfolk County, Massachusetts | Norfolk | 670850 | 670910 | 673019 | 677782 | 682865 | 688345 | 692239 | 694502 | 697079 | 700599 | 703230 | 706775 | Norfolk County, Massachusetts
Plymouth County, Massachusetts | Plymouth | 494919 | 494932 | 495926 | 498184 | 499495 | 502792 | 506513 | 509221 | 512207 | 515461 | 518422 | 521202 | Plymouth County, Massachusetts
Suffolk County, Massachusetts | Suffolk | 722023 | 722183 | 725772 | 737141 | 751103 | 762488 | 773630 | 782591 | 792576 | 800806 | 803147 | 803907 | Suffolk County, Massachusetts
Worcester County, Massachusetts | Worcester | 798552 | 798383 | 800391 | 804063 | 806942 | 810846 | 815526 | 818117 | 820320 | 825749 | 829054 | 830622 | Worcester County, Massachusetts
Alcona County, Michigan | Alcona | 10942 | 10943 | 10879 | 10743 | 10573 | 10554 | 10450 | 10330 | 10360 | 10309 | 10360 | 10405 | Alcona County, Michigan
Alger County, Michigan | Alger | 9601 | 9601 | 9580 | 9516 | 9451 | 9438 | 9362 | 9255 | 9129 | 9144 | 9118 | 9108 | Alger County, Michigan
Allegan County, Michigan | Allegan | 111408 | 111400 | 111523 | 111163 | 111499 | 112009 | 113349 | 114112 | 114979 | 116368 | 117173 | 118081 | Allegan County, Michigan
Alpena County, Michigan | Alpena | 29598 | 29594 | 29510 | 29340 | 29166 | 28957 | 28882 | 28722 | 28663 | 28428 | 28384 | 28405 | Alpena County, Michigan
Antrim County, Michigan | Antrim | 23580 | 23574 | 23491 | 23320 | 23245 | 23123 | 23147 | 23035 | 23079 | 23270 | 23323 | 23324 | Antrim County, Michigan
Arenac County, Michigan | Arenac | 15899 | 15903 | 15852 | 15634 | 15502 | 15413 | 15319 | 15307 | 15138 | 15014 | 15008 | 14883 | Arenac County, Michigan
Baraga County, Michigan | Baraga | 8860 | 8866 | 8861 | 8836 | 8726 | 8718 | 8650 | 8585 | 8546 | 8441 | 8324 | 8209 | Baraga County, Michigan
Barry County, Michigan | Barry | 59173 | 59177 | 59095 | 58923 | 59023 | 59090 | 59295 | 59426 | 59810 | 60682 | 61231 | 61550 | Barry County, Michigan
Bay County, Michigan | Bay | 107771 | 107773 | 107679 | 107417 | 106967 | 106794 | 106046 | 105237 | 104411 | 104045 | 103702 | 103126 | Bay County, Michigan
Benzie County, Michigan | Benzie | 17525 | 17526 | 17505 | 17389 | 17328 | 17348 | 17473 | 17390 | 17534 | 17624 | 17761 | 17766 | Benzie County, Michigan
Berrien County, Michigan | Berrien | 156813 | 156808 | 156737 | 156885 | 156621 | 156129 | 155977 | 155022 | 154325 | 154128 | 153790 | 153401 | Berrien County, Michigan
Branch County, Michigan | Branch | 45248 | 45242 | 45174 | 43923 | 43792 | 43587 | 43733 | 43639 | 43466 | 43375 | 43566 | 43517 | Branch County, Michigan
Calhoun County, Michigan | Calhoun | 136146 | 136150 | 135951 | 135105 | 134737 | 134751 | 134804 | 134327 | 134344 | 134180 | 134049 | 134159 | Calhoun County, Michigan
Cass County, Michigan | Cass | 52293 | 52289 | 52247 | 52204 | 51804 | 51585 | 51562 | 51342 | 51282 | 51481 | 51725 | 51787 | Cass County, Michigan
Charlevoix County, Michigan | Charlevoix | 25949 | 25955 | 25935 | 26104 | 26190 | 26252 | 26213 | 26210 | 26190 | 26212 | 26187 | 26143 | Charlevoix County, Michigan
Cheboygan County, Michigan | Cheboygan | 26152 | 26145 | 26062 | 25886 | 25743 | 25573 | 25638 | 25399 | 25455 | 25454 | 25504 | 25276 | Cheboygan County, Michigan
Chippewa County, Michigan | Chippewa | 38520 | 38672 | 38616 | 38890 | 38993 | 38569 | 38254 | 37973 | 37683 | 37679 | 37461 | 37349 | Chippewa County, Michigan
Clare County, Michigan | Clare | 30926 | 30924 | 31006 | 31001 | 30796 | 30600 | 30730 | 30616 | 30387 | 30565 | 30735 | 30950 | Clare County, Michigan
Clinton County, Michigan | Clinton | 75382 | 75364 | 75403 | 75899 | 76166 | 76809 | 76954 | 77009 | 77617 | 78506 | 79219 | 79595 | Clinton County, Michigan
Crawford County, Michigan | Crawford | 14074 | 14081 | 14055 | 14039 | 13951 | 13877 | 13739 | 13853 | 13768 | 13906 | 13905 | 14029 | Crawford County, Michigan
Delta County, Michigan | Delta | 37069 | 37069 | 37047 | 36943 | 36836 | 36799 | 36580 | 36415 | 36196 | 35890 | 35843 | 35784 | Delta County, Michigan
Dickinson County, Michigan | Dickinson | 26168 | 26168 | 26158 | 26068 | 26172 | 26015 | 25898 | 25661 | 25499 | 25424 | 25371 | 25239 | Dickinson County, Michigan
Eaton County, Michigan | Eaton | 107759 | 107761 | 107746 | 107921 | 107996 | 108264 | 108639 | 108661 | 109183 | 109456 | 109710 | 110268 | Eaton County, Michigan
Emmet County, Michigan | Emmet | 32694 | 32694 | 32650 | 32743 | 32806 | 32946 | 32973 | 32924 | 32875 | 33081 | 33225 | 33415 | Emmet County, Michigan
Genesee County, Michigan | Genesee | 425790 | 425787 | 424953 | 422026 | 418193 | 415639 | 412859 | 410461 | 408926 | 407488 | 406688 | 405813 | Genesee County, Michigan
Gladwin County, Michigan | Gladwin | 25692 | 25698 | 25735 | 25876 | 25546 | 25565 | 25501 | 25227 | 25154 | 25241 | 25326 | 25449 | Gladwin County, Michigan
Gogebic County, Michigan | Gogebic | 16427 | 16424 | 16396 | 16114 | 16041 | 15908 | 15757 | 15536 | 15340 | 15340 | 15116 | 13975 | Gogebic County, Michigan
Grand Traverse County, Michigan | Grand Traverse | 86986 | 86983 | 86971 | 88341 | 89203 | 90099 | 90849 | 91541 | 91957 | 91791 | 92530 | 93088 | Grand Traverse County, Michigan
Gratiot County, Michigan | Gratiot | 42476 | 42478 | 42432 | 42119 | 41973 | 41931 | 41467 | 41331 | 40955 | 40979 | 40602 | 40711 | Gratiot County, Michigan
Hillsdale County, Michigan | Hillsdale | 46688 | 46691 | 46648 | 46599 | 46267 | 46131 | 45930 | 45883 | 45773 | 45820 | 45702 | 45605 | Hillsdale County, Michigan
Houghton County, Michigan | Houghton | 36628 | 36625 | 36730 | 36780 | 36746 | 36676 | 36469 | 36228 | 36299 | 36198 | 35943 | 35684 | Houghton County, Michigan
Huron County, Michigan | Huron | 33118 | 33118 | 33083 | 32766 | 32453 | 32256 | 32038 | 31763 | 31486 | 31306 | 31211 | 30981 | Huron County, Michigan
Ingham County, Michigan | Ingham | 280895 | 280891 | 281116 | 282787 | 283514 | 284113 | 285627 | 287096 | 289804 | 292018 | 291612 | 292406 | Ingham County, Michigan
Ionia County, Michigan | Ionia | 63905 | 63901 | 63842 | 63860 | 63888 | 63991 | 64232 | 64056 | 64187 | 64284 | 64276 | 64697 | Ionia County, Michigan
Iosco County, Michigan | Iosco | 25887 | 25893 | 25839 | 25598 | 25453 | 25427 | 25431 | 25343 | 25284 | 25128 | 25103 | 25127 | Iosco County, Michigan
Iron County, Michigan | Iron | 11817 | 11817 | 11810 | 11764 | 11565 | 11500 | 11344 | 11320 | 11167 | 11105 | 11104 | 11066 | Iron County, Michigan
Isabella County, Michigan | Isabella | 70311 | 70313 | 70294 | 70615 | 70666 | 70224 | 70094 | 70767 | 71263 | 71077 | 70463 | 69872 | Isabella County, Michigan
Jackson County, Michigan | Jackson | 160248 | 160233 | 160109 | 159658 | 159962 | 159628 | 159421 | 159264 | 158277 | 158563 | 158566 | 158510 | Jackson County, Michigan
Kalamazoo County, Michigan | Kalamazoo | 250331 | 250327 | 250751 | 252600 | 255353 | 257311 | 258951 | 259676 | 261304 | 262998 | 264680 | 265066 | Kalamazoo County, Michigan
Kalkaska County, Michigan | Kalkaska | 17153 | 17147 | 17146 | 17173 | 17101 | 17290 | 17370 | 17248 | 17263 | 17571 | 17806 | 18038 | Kalkaska County, Michigan
Kent County, Michigan | Kent | 602622 | 602625 | 602975 | 608501 | 615798 | 624303 | 631334 | 637164 | 643858 | 649278 | 653350 | 656955 | Kent County, Michigan
Keweenaw County, Michigan | Keweenaw | 2156 | 2156 | 2169 | 2179 | 2167 | 2142 | 2174 | 2123 | 2139 | 2085 | 2090 | 2116 | Keweenaw County, Michigan
Lake County, Michigan | Lake | 11539 | 11544 | 11515 | 11459 | 11464 | 11396 | 11402 | 11697 | 11853 | 11981 | 11876 | 11853 | Lake County, Michigan
Lapeer County, Michigan | Lapeer | 88319 | 88316 | 88210 | 88094 | 88195 | 88291 | 88194 | 88368 | 88171 | 88122 | 87921 | 87607 | Lapeer County, Michigan
Leelanau County, Michigan | Leelanau | 21708 | 21711 | 21719 | 21428 | 21379 | 21478 | 21596 | 21633 | 21507 | 21645 | 21714 | 21761 | Leelanau County, Michigan
Lenawee County, Michigan | Lenawee | 99892 | 99899 | 99640 | 99355 | 99021 | 98822 | 98740 | 98391 | 98496 | 98427 | 98141 | 98451 | Lenawee County, Michigan
Livingston County, Michigan | Livingston | 180967 | 180964 | 181069 | 182043 | 182783 | 184205 | 185527 | 187171 | 188547 | 189869 | 191190 | 191995 | Livingston County, Michigan
Luce County, Michigan | Luce | 6631 | 6631 | 6601 | 6522 | 6479 | 6503 | 6414 | 6430 | 6335 | 6370 | 6327 | 6229 | Luce County, Michigan
Mackinac County, Michigan | Mackinac | 11113 | 11114 | 11108 | 11017 | 11071 | 11007 | 10997 | 10821 | 10724 | 10768 | 10781 | 10799 | Mackinac County, Michigan
Macomb County, Michigan | Macomb | 840978 | 841039 | 841352 | 844146 | 849734 | 857110 | 862876 | 864960 | 868534 | 871364 | 872795 | 873972 | Macomb County, Michigan
Manistee County, Michigan | Manistee | 24733 | 24747 | 24588 | 24774 | 24675 | 24481 | 24413 | 24457 | 24424 | 24393 | 24455 | 24558 | Manistee County, Michigan
Marquette County, Michigan | Marquette | 67077 | 67071 | 67078 | 67455 | 67826 | 67773 | 67771 | 67326 | 66532 | 66493 | 66381 | 66699 | Marquette County, Michigan
Mason County, Michigan | Mason | 28705 | 28689 | 28717 | 28643 | 28660 | 28668 | 28732 | 28738 | 28810 | 28996 | 29084 | 29144 | Mason County, Michigan
Mecosta County, Michigan | Mecosta | 42798 | 42798 | 42853 | 43455 | 43497 | 43260 | 43200 | 43005 | 43141 | 43258 | 43400 | 43453 | Mecosta County, Michigan
Menominee County, Michigan | Menominee | 24029 | 24029 | 23968 | 23868 | 23731 | 23725 | 23520 | 23476 | 23208 | 22981 | 22927 | 22780 | Menominee County, Michigan
Midland County, Michigan | Midland | 83629 | 83621 | 83651 | 83805 | 83721 | 83651 | 83492 | 83662 | 83422 | 83314 | 83223 | 83156 | Midland County, Michigan
Missaukee County, Michigan | Missaukee | 14849 | 14851 | 14816 | 14902 | 15006 | 15058 | 14978 | 14882 | 15018 | 15020 | 15101 | 15118 | Missaukee County, Michigan
Monroe County, Michigan | Monroe | 152021 | 152031 | 151936 | 151496 | 150804 | 150139 | 149847 | 149353 | 149159 | 149449 | 150174 | 150500 | Monroe County, Michigan
Montcalm County, Michigan | Montcalm | 63342 | 63342 | 63315 | 63266 | 63096 | 62794 | 62804 | 62763 | 62953 | 63527 | 63936 | 63888 | Montcalm County, Michigan
Montmorency County, Michigan | Montmorency | 9765 | 9760 | 9777 | 9624 | 9513 | 9378 | 9321 | 9287 | 9203 | 9233 | 9275 | 9328 | Montmorency County, Michigan
Muskegon County, Michigan | Muskegon | 172188 | 172194 | 171913 | 170026 | 170159 | 172273 | 172254 | 172447 | 173227 | 173645 | 173599 | 173566 | Muskegon County, Michigan
Newaygo County, Michigan | Newaygo | 48460 | 48459 | 48373 | 48319 | 47879 | 47869 | 47781 | 47882 | 47811 | 48320 | 48839 | 48980 | Newaygo County, Michigan
Oakland County, Michigan | Oakland | 1202362 | 1202384 | 1203106 | 1212643 | 1223598 | 1235468 | 1242853 | 1244602 | 1251027 | 1256016 | 1256694 | 1257584 | Oakland County, Michigan
Oceana County, Michigan | Oceana | 26570 | 26570 | 26503 | 26455 | 26306 | 26298 | 26349 | 26323 | 26311 | 26422 | 26555 | 26467 | Oceana County, Michigan
Ogemaw County, Michigan | Ogemaw | 21699 | 21688 | 21605 | 21489 | 21358 | 21160 | 20957 | 20877 | 20850 | 20882 | 20882 | 20997 | Ogemaw County, Michigan
Ontonagon County, Michigan | Ontonagon | 6780 | 6780 | 6776 | 6628 | 6413 | 6321 | 6192 | 6037 | 5939 | 5889 | 5801 | 5720 | Ontonagon County, Michigan
Osceola County, Michigan | Osceola | 23528 | 23526 | 23502 | 23471 | 23323 | 23322 | 23216 | 23177 | 23170 | 23267 | 23377 | 23460 | Osceola County, Michigan
Oscoda County, Michigan | Oscoda | 8640 | 8638 | 8601 | 8614 | 8574 | 8369 | 8312 | 8277 | 8259 | 8238 | 8224 | 8241 | Oscoda County, Michigan
Otsego County, Michigan | Otsego | 24164 | 24167 | 24151 | 24115 | 24042 | 24078 | 24110 | 24203 | 24408 | 24528 | 24641 | 24668 | Otsego County, Michigan
Ottawa County, Michigan | Ottawa | 263801 | 263795 | 264130 | 266929 | 270873 | 274385 | 277864 | 280859 | 283712 | 286581 | 289808 | 291830 | Ottawa County, Michigan
Presque Isle County, Michigan | Presque Isle | 13376 | 13380 | 13317 | 13152 | 13084 | 13010 | 12962 | 12801 | 12735 | 12742 | 12698 | 12592 | Presque Isle County, Michigan
Roscommon County, Michigan | Roscommon | 24449 | 24448 | 24442 | 24325 | 24185 | 24023 | 24025 | 23912 | 23779 | 23731 | 23812 | 24019 | Roscommon County, Michigan
Saginaw County, Michigan | Saginaw | 200169 | 200169 | 199862 | 198899 | 198363 | 196794 | 195248 | 193305 | 192507 | 191965 | 190791 | 190539 | Saginaw County, Michigan
St Clair County, Michigan | St Clair | 163040 | 163051 | 162690 | 161581 | 160625 | 160288 | 160065 | 159700 | 159369 | 159005 | 159031 | 159128 | St Clair County, Michigan
St Joseph County, Michigan | St Joseph | 61295 | 61303 | 61288 | 61068 | 60992 | 60989 | 61015 | 60804 | 60790 | 60710 | 60912 | 60964 | St Joseph County, Michigan
Sanilac County, Michigan | Sanilac | 43114 | 43106 | 43087 | 42705 | 42306 | 41901 | 41661 | 41464 | 41405 | 41242 | 41192 | 41170 | Sanilac County, Michigan
Schoolcraft County, Michigan | Schoolcraft | 8485 | 8485 | 8472 | 8477 | 8350 | 8263 | 8137 | 8121 | 7967 | 8013 | 8044 | 8094 | Schoolcraft County, Michigan
Shiawassee County, Michigan | Shiawassee | 70648 | 70668 | 70634 | 69998 | 69329 | 68903 | 68808 | 68505 | 68542 | 68400 | 68133 | 68122 | Shiawassee County, Michigan
Tuscola County, Michigan | Tuscola | 55729 | 55722 | 55698 | 55400 | 54708 | 54216 | 53923 | 53726 | 53276 | 52815 | 52633 | 52245 | Tuscola County, Michigan
Van Buren County, Michigan | Van Buren | 76258 | 76269 | 76149 | 75936 | 75298 | 75318 | 75226 | 75060 | 75267 | 75303 | 75481 | 75677 | Van Buren County, Michigan
Washtenaw County, Michigan | Washtenaw | 344791 | 345163 | 345717 | 349753 | 352303 | 356040 | 360021 | 362975 | 366135 | 368807 | 369483 | 367601 | Washtenaw County, Michigan
Wayne County, Michigan | Wayne | 1820584 | 1820473 | 1815081 | 1803189 | 1795929 | 1780225 | 1771679 | 1764872 | 1760612 | 1757217 | 1754453 | 1749343 | Wayne County, Michigan
Wexford County, Michigan | Wexford | 32735 | 32735 | 32739 | 32640 | 32521 | 32479 | 32851 | 32889 | 33081 | 33234 | 33446 | 33631 | Wexford County, Michigan
Aitkin County, Minnesota | Aitkin | 16202 | 16192 | 16210 | 16170 | 16036 | 15872 | 15849 | 15852 | 15754 | 15792 | 15887 | 15886 | Aitkin County, Minnesota
Anoka County, Minnesota | Anoka | 330844 | 330858 | 331437 | 332903 | 336091 | 339075 | 341871 | 344176 | 346526 | 350203 | 353441 | 356921 | Anoka County, Minnesota
Becker County, Minnesota | Becker | 32504 | 32506 | 32551 | 32764 | 32990 | 33181 | 33257 | 33445 | 33718 | 34082 | 34389 | 34423 | Becker County, Minnesota
Beltrami County, Minnesota | Beltrami | 44442 | 44443 | 44572 | 45052 | 45147 | 45487 | 45636 | 45605 | 46008 | 46477 | 46735 | 47188 | Beltrami County, Minnesota
Benton County, Minnesota | Benton | 38451 | 38451 | 38462 | 38731 | 38671 | 38975 | 39137 | 39422 | 39687 | 40135 | 40510 | 40889 | Benton County, Minnesota
Big Stone County, Minnesota | Big Stone | 5269 | 5268 | 5273 | 5206 | 5134 | 5069 | 5087 | 4993 | 5002 | 5004 | 4990 | 4991 | Big Stone County, Minnesota
Blue Earth County, Minnesota | Blue Earth | 64013 | 64013 | 64086 | 64359 | 64974 | 64737 | 65300 | 65673 | 66355 | 66916 | 67378 | 67653 | Blue Earth County, Minnesota
Brown County, Minnesota | Brown | 25893 | 25893 | 25843 | 25658 | 25412 | 25267 | 25272 | 25240 | 25272 | 25172 | 25125 | 25008 | Brown County, Minnesota
Carlton County, Minnesota | Carlton | 35386 | 35386 | 35416 | 35445 | 35272 | 35275 | 35365 | 35409 | 35555 | 35509 | 35822 | 35871 | Carlton County, Minnesota
Carver County, Minnesota | Carver | 91042 | 91086 | 91401 | 92817 | 93863 | 95610 | 97356 | 98630 | 100374 | 102118 | 103533 | 105089 | Carver County, Minnesota
Cass County, Minnesota | Cass | 28567 | 28565 | 28652 | 28384 | 28409 | 28485 | 28556 | 28698 | 29030 | 29324 | 29511 | 29779 | Cass County, Minnesota
Chippewa County, Minnesota | Chippewa | 12441 | 12443 | 12445 | 12315 | 12119 | 12071 | 12052 | 12084 | 12036 | 11944 | 11901 | 11800 | Chippewa County, Minnesota
Chisago County, Minnesota | Chisago | 53887 | 53890 | 53904 | 53760 | 53465 | 53660 | 53798 | 54129 | 54638 | 55257 | 55972 | 56579 | Chisago County, Minnesota
Clay County, Minnesota | Clay | 58999 | 58999 | 59147 | 59921 | 60194 | 60523 | 61238 | 62169 | 63055 | 63766 | 64017 | 64222 | Clay County, Minnesota
Clearwater County, Minnesota | Clearwater | 8695 | 8695 | 8705 | 8721 | 8677 | 8783 | 8791 | 8797 | 8831 | 8845 | 8815 | 8818 | Clearwater County, Minnesota
Cook County, Minnesota | Cook | 5176 | 5176 | 5161 | 5209 | 5180 | 5186 | 5244 | 5245 | 5338 | 5411 | 5425 | 5463 | Cook County, Minnesota
Cottonwood County, Minnesota | Cottonwood | 11687 | 11687 | 11715 | 11713 | 11574 | 11554 | 11507 | 11422 | 11367 | 11249 | 11259 | 11196 | Cottonwood County, Minnesota
Crow Wing County, Minnesota | Crow Wing | 62500 | 62512 | 62609 | 62677 | 62810 | 62998 | 63104 | 63229 | 63729 | 64278 | 64794 | 65055 | Crow Wing County, Minnesota
Dakota County, Minnesota | Dakota | 398552 | 398590 | 399211 | 401771 | 404613 | 407895 | 411725 | 414131 | 417555 | 421518 | 425040 | 429021 | Dakota County, Minnesota
Dodge County, Minnesota | Dodge | 20087 | 20087 | 20154 | 20200 | 20267 | 20334 | 20384 | 20410 | 20540 | 20696 | 20767 | 20934 | Dodge County, Minnesota
Douglas County, Minnesota | Douglas | 36009 | 36011 | 35989 | 36181 | 36292 | 36349 | 36576 | 36790 | 37154 | 37520 | 37960 | 38141 | Douglas County, Minnesota
Faribault County, Minnesota | Faribault | 14553 | 14553 | 14480 | 14461 | 14176 | 14099 | 14105 | 13981 | 13867 | 13768 | 13736 | 13653 | Faribault County, Minnesota
Fillmore County, Minnesota | Fillmore | 20866 | 20868 | 20862 | 20834 | 20831 | 20751 | 20771 | 20739 | 20916 | 20980 | 21044 | 21067 | Fillmore County, Minnesota
Freeborn County, Minnesota | Freeborn | 31255 | 31254 | 31204 | 31069 | 31026 | 30923 | 30742 | 30522 | 30449 | 30582 | 30480 | 30281 | Freeborn County, Minnesota
Goodhue County, Minnesota | Goodhue | 46183 | 46184 | 46210 | 46099 | 46140 | 46106 | 46016 | 46060 | 46226 | 46307 | 46299 | 46340 | Goodhue County, Minnesota
Grant County, Minnesota | Grant | 6018 | 6018 | 6002 | 5993 | 5928 | 5956 | 5923 | 5867 | 5930 | 5916 | 5989 | 5972 | Grant County, Minnesota
Hennepin County, Minnesota | Hennepin | 1152425 | 1152385 | 1154188 | 1169347 | 1184200 | 1198069 | 1211080 | 1222200 | 1235371 | 1247847 | 1257925 | 1265843 | Hennepin County, Minnesota
Houston County, Minnesota | Houston | 19027 | 19020 | 19025 | 18876 | 18764 | 18774 | 18700 | 18686 | 18703 | 18677 | 18572 | 18600 | Houston County, Minnesota
Hubbard County, Minnesota | Hubbard | 20428 | 20427 | 20427 | 20516 | 20454 | 20697 | 20634 | 20646 | 20701 | 20965 | 21291 | 21491 | Hubbard County, Minnesota
Isanti County, Minnesota | Isanti | 37816 | 37810 | 37857 | 38200 | 38149 | 38064 | 38273 | 38281 | 38778 | 39543 | 39950 | 40596 | Isanti County, Minnesota
Itasca County, Minnesota | Itasca | 45058 | 45058 | 45037 | 45105 | 45152 | 45335 | 45328 | 45267 | 45168 | 45088 | 45051 | 45130 | Itasca County, Minnesota
Jackson County, Minnesota | Jackson | 10266 | 10266 | 10271 | 10195 | 10308 | 10281 | 10272 | 10096 | 9968 | 9965 | 9895 | 9846 | Jackson County, Minnesota
Kanabec County, Minnesota | Kanabec | 16239 | 16244 | 16216 | 16225 | 15972 | 16008 | 15970 | 15888 | 15912 | 16060 | 16246 | 16337 | Kanabec County, Minnesota
Kandiyohi County, Minnesota | Kandiyohi | 42239 | 42239 | 42233 | 42202 | 42373 | 42450 | 42482 | 42623 | 42697 | 42778 | 42910 | 43199 | Kandiyohi County, Minnesota
Kittson County, Minnesota | Kittson | 4552 | 4552 | 4553 | 4540 | 4497 | 4498 | 4455 | 4409 | 4320 | 4261 | 4268 | 4298 | Kittson County, Minnesota
Koochiching County, Minnesota | Koochiching | 13311 | 13314 | 13315 | 13235 | 13163 | 13088 | 12847 | 12797 | 12610 | 12506 | 12431 | 12229 | Koochiching County, Minnesota
Lac qui Parle County, Minnesota | Lac qui Parle | 7259 | 7258 | 7245 | 7220 | 7121 | 7005 | 6902 | 6877 | 6746 | 6683 | 6664 | 6623 | Lac qui Parle County, Minnesota
Lake County, Minnesota | Lake | 10866 | 10862 | 10854 | 10779 | 10792 | 10706 | 10602 | 10541 | 10514 | 10493 | 10610 | 10641 | Lake County, Minnesota
Lake of the Woods County, Minnesota | Lake of the Woods | 4045 | 4045 | 4035 | 4011 | 3947 | 3910 | 3889 | 3868 | 3781 | 3727 | 3737 | 3740 | Lake of the Woods County, Minnesota
Le Sueur County, Minnesota | Le Sueur | 27703 | 27701 | 27731 | 27782 | 27661 | 27705 | 27814 | 27755 | 27772 | 28210 | 28588 | 28887 | Le Sueur County, Minnesota
Lincoln County, Minnesota | Lincoln | 5896 | 5895 | 5885 | 5808 | 5754 | 5755 | 5765 | 5710 | 5703 | 5665 | 5668 | 5639 | Lincoln County, Minnesota
Lyon County, Minnesota | Lyon | 25857 | 25858 | 25849 | 25828 | 25633 | 25722 | 25778 | 25826 | 25971 | 25929 | 25583 | 25474 | Lyon County, Minnesota
McLeod County, Minnesota | McLeod | 36651 | 36645 | 36589 | 36343 | 35933 | 35900 | 35775 | 35814 | 35749 | 35876 | 35827 | 35893 | McLeod County, Minnesota
Mahnomen County, Minnesota | Mahnomen | 5413 | 5413 | 5440 | 5473 | 5505 | 5468 | 5499 | 5432 | 5484 | 5567 | 5497 | 5527 | Mahnomen County, Minnesota
Marshall County, Minnesota | Marshall | 9439 | 9439 | 9441 | 9459 | 9471 | 9430 | 9420 | 9409 | 9369 | 9361 | 9383 | 9336 | Marshall County, Minnesota
Martin County, Minnesota | Martin | 20840 | 20843 | 20805 | 20624 | 20459 | 20422 | 20244 | 20036 | 19904 | 19866 | 19772 | 19683 | Martin County, Minnesota
Meeker County, Minnesota | Meeker | 23300 | 23298 | 23329 | 23192 | 23037 | 23087 | 23126 | 23045 | 23064 | 23047 | 23145 | 23222 | Meeker County, Minnesota
Mille Lacs County, Minnesota | Mille Lacs | 26097 | 26097 | 26078 | 25847 | 25635 | 25658 | 25562 | 25494 | 25594 | 25861 | 26100 | 26277 | Mille Lacs County, Minnesota
Morrison County, Minnesota | Morrison | 33198 | 33198 | 33244 | 33259 | 33103 | 32865 | 32816 | 32775 | 32918 | 33084 | 33158 | 33386 | Morrison County, Minnesota
Mower County, Minnesota | Mower | 39163 | 39167 | 39212 | 39351 | 39400 | 39330 | 39417 | 39492 | 39567 | 39773 | 40142 | 40062 | Mower County, Minnesota
Murray County, Minnesota | Murray | 8725 | 8725 | 8697 | 8632 | 8574 | 8507 | 8437 | 8394 | 8305 | 8332 | 8254 | 8194 | Murray County, Minnesota
Nicollet County, Minnesota | Nicollet | 32727 | 32729 | 32758 | 32966 | 33020 | 32981 | 33370 | 33526 | 33720 | 34052 | 34199 | 34274 | Nicollet County, Minnesota
Nobles County, Minnesota | Nobles | 21378 | 21378 | 21425 | 21621 | 21736 | 21797 | 21698 | 21748 | 21878 | 21671 | 21744 | 21629 | Nobles County, Minnesota
Norman County, Minnesota | Norman | 6852 | 6845 | 6833 | 6806 | 6599 | 6596 | 6581 | 6621 | 6534 | 6589 | 6479 | 6375 | Norman County, Minnesota
Olmsted County, Minnesota | Olmsted | 144248 | 144268 | 144534 | 145829 | 146907 | 148851 | 150043 | 151397 | 153272 | 154727 | 156358 | 158293 | Olmsted County, Minnesota
Otter Tail County, Minnesota | Otter Tail | 57303 | 57301 | 57288 | 57274 | 57216 | 57492 | 57482 | 57520 | 57820 | 58219 | 58670 | 58746 | Otter Tail County, Minnesota
Pennington County, Minnesota | Pennington | 13930 | 13930 | 13968 | 14070 | 14119 | 14139 | 14111 | 14237 | 14206 | 14178 | 14173 | 14119 | Pennington County, Minnesota
Pine County, Minnesota | Pine | 29750 | 29747 | 29717 | 29621 | 29198 | 29076 | 29081 | 29045 | 28866 | 29159 | 29468 | 29579 | Pine County, Minnesota
Pipestone County, Minnesota | Pipestone | 9596 | 9597 | 9606 | 9529 | 9397 | 9302 | 9320 | 9295 | 9248 | 9157 | 9127 | 9126 | Pipestone County, Minnesota
Polk County, Minnesota | Polk | 31600 | 31600 | 31639 | 31540 | 31511 | 31639 | 31496 | 31497 | 31698 | 31637 | 31411 | 31364 | Polk County, Minnesota
Pope County, Minnesota | Pope | 10995 | 10993 | 10974 | 10911 | 10890 | 10879 | 10925 | 10936 | 10970 | 10988 | 11095 | 11249 | Pope County, Minnesota
Ramsey County, Minnesota | Ramsey | 508640 | 508639 | 509387 | 515826 | 521009 | 527131 | 532796 | 536631 | 541502 | 544886 | 548872 | 550321 | Ramsey County, Minnesota
Red Lake County, Minnesota | Red Lake | 4089 | 4089 | 4079 | 4084 | 4060 | 4031 | 3996 | 4031 | 3987 | 4009 | 3992 | 4055 | Red Lake County, Minnesota
Redwood County, Minnesota | Redwood | 16059 | 16058 | 16079 | 16025 | 15820 | 15685 | 15529 | 15425 | 15216 | 15244 | 15252 | 15170 | Redwood County, Minnesota
Renville County, Minnesota | Renville | 15730 | 15728 | 15684 | 15427 | 15283 | 15069 | 14933 | 14798 | 14613 | 14693 | 14609 | 14548 | Renville County, Minnesota
Rice County, Minnesota | Rice | 64142 | 64143 | 64243 | 64466 | 64438 | 64639 | 64997 | 65323 | 65868 | 66196 | 66566 | 66972 | Rice County, Minnesota
Rock County, Minnesota | Rock | 9687 | 9686 | 9658 | 9599 | 9481 | 9428 | 9379 | 9442 | 9392 | 9459 | 9401 | 9315 | Rock County, Minnesota
Roseau County, Minnesota | Roseau | 15629 | 15629 | 15558 | 15517 | 15512 | 15497 | 15680 | 15621 | 15557 | 15305 | 15158 | 15165 | Roseau County, Minnesota
St Louis County, Minnesota | St Louis | 200226 | 200229 | 200138 | 200412 | 200361 | 200452 | 200651 | 200296 | 199967 | 199778 | 199685 | 199070 | St Louis County, Minnesota
Scott County, Minnesota | Scott | 129928 | 129908 | 130506 | 132565 | 135114 | 137244 | 139161 | 141329 | 143309 | 145535 | 147191 | 149013 | Scott County, Minnesota
Sherburne County, Minnesota | Sherburne | 88499 | 88492 | 88798 | 89268 | 89461 | 90069 | 90889 | 91415 | 93228 | 94476 | 95957 | 97238 | Sherburne County, Minnesota
Sibley County, Minnesota | Sibley | 15226 | 15234 | 15256 | 15165 | 15080 | 15055 | 14931 | 14889 | 14812 | 14899 | 14997 | 14865 | Sibley County, Minnesota
Stearns County, Minnesota | Stearns | 150642 | 150642 | 150756 | 151359 | 151891 | 152577 | 153972 | 156003 | 157225 | 158301 | 159656 | 161075 | Stearns County, Minnesota
Steele County, Minnesota | Steele | 36576 | 36581 | 36497 | 36568 | 36311 | 36363 | 36483 | 36599 | 36644 | 36787 | 36738 | 36649 | Steele County, Minnesota
Stevens County, Minnesota | Stevens | 9726 | 9722 | 9705 | 9708 | 9733 | 9747 | 9852 | 9874 | 9810 | 9706 | 9752 | 9805 | Stevens County, Minnesota
Swift County, Minnesota | Swift | 9783 | 9781 | 9754 | 9676 | 9632 | 9552 | 9486 | 9376 | 9442 | 9387 | 9323 | 9266 | Swift County, Minnesota
Todd County, Minnesota | Todd | 24895 | 24895 | 24898 | 24890 | 24653 | 24488 | 24350 | 24328 | 24381 | 24526 | 24570 | 24664 | Todd County, Minnesota
Traverse County, Minnesota | Traverse | 3558 | 3558 | 3534 | 3489 | 3404 | 3402 | 3379 | 3373 | 3330 | 3304 | 3291 | 3259 | Traverse County, Minnesota
Wabasha County, Minnesota | Wabasha | 21676 | 21665 | 21672 | 21610 | 21542 | 21566 | 21461 | 21387 | 21435 | 21590 | 21645 | 21627 | Wabasha County, Minnesota
Wadena County, Minnesota | Wadena | 13843 | 13843 | 13816 | 13652 | 13607 | 13641 | 13589 | 13667 | 13550 | 13647 | 13723 | 13682 | Wadena County, Minnesota
Waseca County, Minnesota | Waseca | 19136 | 19138 | 19145 | 19185 | 19176 | 19036 | 18925 | 18926 | 18783 | 18713 | 18664 | 18612 | Waseca County, Minnesota
Washington County, Minnesota | Washington | 238136 | 238109 | 238930 | 241410 | 243682 | 245946 | 248501 | 250386 | 252502 | 255464 | 258899 | 262440 | Washington County, Minnesota
Watonwan County, Minnesota | Watonwan | 11211 | 11211 | 11194 | 11167 | 11115 | 11049 | 10982 | 11018 | 11002 | 10934 | 11007 | 10897 | Watonwan County, Minnesota
Wilkin County, Minnesota | Wilkin | 6576 | 6576 | 6591 | 6578 | 6592 | 6496 | 6462 | 6357 | 6323 | 6322 | 6244 | 6207 | Wilkin County, Minnesota
Winona County, Minnesota | Winona | 51461 | 51461 | 51435 | 51355 | 51343 | 51332 | 51059 | 50827 | 50861 | 50718 | 50735 | 50484 | Winona County, Minnesota
Wright County, Minnesota | Wright | 124700 | 124697 | 125093 | 126229 | 127249 | 128199 | 129798 | 130973 | 132324 | 134205 | 136313 | 138377 | Wright County, Minnesota
Yellow Medicine County, Minnesota | Yellow Medicine | 10438 | 10438 | 10423 | 10284 | 10153 | 10078 | 9982 | 9837 | 9888 | 9836 | 9799 | 9709 | Yellow Medicine County, Minnesota
Adams County, Mississippi | Adams | 32297 | 32300 | 32574 | 32435 | 32191 | 32111 | 32072 | 31561 | 31569 | 31462 | 31044 | 30693 | Adams County, Mississippi
Alcorn County, Mississippi | Alcorn | 37057 | 37062 | 37107 | 37282 | 37209 | 37281 | 37254 | 37276 | 37246 | 37165 | 36810 | 36953 | Alcorn County, Mississippi
Amite County, Mississippi | Amite | 13131 | 13136 | 13138 | 13142 | 12939 | 12856 | 12605 | 12553 | 12433 | 12448 | 12327 | 12297 | Amite County, Mississippi
Attala County, Mississippi | Attala | 19564 | 19562 | 19485 | 19385 | 19145 | 19110 | 18820 | 18665 | 18551 | 18467 | 18328 | 18174 | Attala County, Mississippi
Benton County, Mississippi | Benton | 8729 | 8728 | 8694 | 8715 | 8644 | 8493 | 8295 | 8155 | 8247 | 8255 | 8243 | 8259 | Benton County, Mississippi
Bolivar County, Mississippi | Bolivar | 34145 | 34153 | 34106 | 33807 | 33997 | 33979 | 33818 | 33230 | 32549 | 31718 | 31115 | 30628 | Bolivar County, Mississippi
Calhoun County, Mississippi | Calhoun | 14962 | 14957 | 14968 | 14905 | 14829 | 14708 | 14699 | 14639 | 14553 | 14508 | 14432 | 14361 | Calhoun County, Mississippi
Carroll County, Mississippi | Carroll | 10597 | 10597 | 10602 | 10435 | 10400 | 10323 | 10235 | 10203 | 10186 | 10094 | 9920 | 9947 | Carroll County, Mississippi
Chickasaw County, Mississippi | Chickasaw | 17392 | 17392 | 17440 | 17500 | 17502 | 17384 | 17404 | 17395 | 17224 | 17144 | 17100 | 17103 | Chickasaw County, Mississippi
Choctaw County, Mississippi | Choctaw | 8547 | 8551 | 8572 | 8450 | 8428 | 8461 | 8388 | 8372 | 8299 | 8240 | 8265 | 8210 | Choctaw County, Mississippi
Claiborne County, Mississippi | Claiborne | 9604 | 9597 | 9581 | 9780 | 9353 | 9143 | 9167 | 9209 | 9152 | 9026 | 9072 | 8988 | Claiborne County, Mississippi
Clarke County, Mississippi | Clarke | 16732 | 16728 | 16727 | 16695 | 16529 | 16417 | 16276 | 16022 | 15896 | 15805 | 15585 | 15541 | Clarke County, Mississippi
Clay County, Mississippi | Clay | 20634 | 20648 | 20560 | 20496 | 20397 | 20355 | 20146 | 20005 | 19854 | 19621 | 19404 | 19316 | Clay County, Mississippi
Coahoma County, Mississippi | Coahoma | 26151 | 26145 | 26106 | 25851 | 25616 | 25182 | 24840 | 24500 | 23834 | 23214 | 22605 | 22124 | Coahoma County, Mississippi
Copiah County, Mississippi | Copiah | 29449 | 29448 | 29434 | 29278 | 29047 | 28941 | 28977 | 28865 | 28647 | 28528 | 28400 | 28065 | Copiah County, Mississippi
Covington County, Mississippi | Covington | 19568 | 19573 | 19577 | 19485 | 19443 | 19208 | 19151 | 19243 | 19174 | 19014 | 18825 | 18636 | Covington County, Mississippi
DeSoto County, Mississippi | DeSoto | 161252 | 161267 | 161778 | 164075 | 166426 | 168370 | 170760 | 173271 | 175721 | 179005 | 181932 | 184945 | DeSoto County, Mississippi
Forrest County, Mississippi | Forrest | 74934 | 74862 | 74941 | 75790 | 76412 | 76584 | 75822 | 75593 | 75564 | 75155 | 74912 | 74897 | Forrest County, Mississippi
Franklin County, Mississippi | Franklin | 8118 | 8118 | 8110 | 7984 | 7901 | 7876 | 7775 | 7729 | 7709 | 7754 | 7758 | 7713 | Franklin County, Mississippi
George County, Mississippi | George | 22578 | 22583 | 22655 | 22856 | 22915 | 23213 | 23321 | 23378 | 23645 | 23951 | 24110 | 24500 | George County, Mississippi
Greene County, Mississippi | Greene | 14400 | 14391 | 14389 | 14323 | 14333 | 14288 | 14340 | 13549 | 13566 | 13529 | 13996 | 13586 | Greene County, Mississippi
Grenada County, Mississippi | Grenada | 21906 | 21898 | 21835 | 21603 | 21614 | 21529 | 21596 | 21444 | 21219 | 21037 | 20984 | 20758 | Grenada County, Mississippi
Hancock County, Mississippi | Hancock | 43929 | 44023 | 44089 | 44744 | 45263 | 45522 | 45980 | 46305 | 46643 | 46949 | 47278 | 47632 | Hancock County, Mississippi
Harrison County, Mississippi | Harrison | 187105 | 187109 | 187859 | 191070 | 193540 | 196134 | 198340 | 200674 | 202504 | 204966 | 206284 | 208080 | Harrison County, Mississippi
Hinds County, Mississippi | Hinds | 245285 | 245364 | 245720 | 248205 | 247997 | 246250 | 245291 | 244216 | 242176 | 239929 | 235824 | 231840 | Hinds County, Mississippi
Holmes County, Mississippi | Holmes | 19198 | 19483 | 19405 | 19081 | 18919 | 18802 | 18510 | 18367 | 18017 | 17849 | 17444 | 17010 | Holmes County, Mississippi
Humphreys County, Mississippi | Humphreys | 9375 | 9373 | 9334 | 9315 | 9211 | 8963 | 8793 | 8705 | 8588 | 8333 | 8256 | 8064 | Humphreys County, Mississippi
Issaquena County, Mississippi | Issaquena | 1406 | 1399 | 1386 | 1388 | 1396 | 1406 | 1387 | 1337 | 1326 | 1341 | 1307 | 1327 | Issaquena County, Mississippi
Itawamba County, Mississippi | Itawamba | 23401 | 23401 | 23419 | 23269 | 23299 | 23373 | 23397 | 23543 | 23416 | 23499 | 23461 | 23390 | Itawamba County, Mississippi
Jackson County, Mississippi | Jackson | 139668 | 139669 | 139469 | 140029 | 139949 | 140324 | 141432 | 141354 | 141535 | 142246 | 143127 | 143617 | Jackson County, Mississippi
Jasper County, Mississippi | Jasper | 17062 | 17073 | 17018 | 16862 | 16564 | 16496 | 16536 | 16554 | 16588 | 16574 | 16425 | 16383 | Jasper County, Mississippi
Jefferson County, Mississippi | Jefferson | 7726 | 7732 | 7721 | 7595 | 7679 | 7655 | 7579 | 7503 | 7312 | 7227 | 7093 | 6990 | Jefferson County, Mississippi
Jefferson Davis County, Mississippi | Jefferson Davis | 12487 | 12471 | 12462 | 12161 | 12067 | 11944 | 11815 | 11632 | 11436 | 11284 | 11215 | 11128 | Jefferson Davis County, Mississippi
Jones County, Mississippi | Jones | 67761 | 67768 | 67809 | 67927 | 68419 | 68954 | 68396 | 68629 | 68473 | 68364 | 68196 | 68098 | Jones County, Mississippi
Kemper County, Mississippi | Kemper | 10456 | 10438 | 10449 | 10289 | 10389 | 10294 | 10222 | 10111 | 10035 | 10093 | 9733 | 9742 | Kemper County, Mississippi
Lafayette County, Mississippi | Lafayette | 47351 | 47361 | 47568 | 48403 | 50221 | 51565 | 52032 | 52736 | 53476 | 54178 | 53542 | 54019 | Lafayette County, Mississippi
Lamar County, Mississippi | Lamar | 55658 | 55732 | 56104 | 57375 | 58143 | 59170 | 60153 | 60966 | 61364 | 61536 | 62637 | 63343 | Lamar County, Mississippi
Lauderdale County, Mississippi | Lauderdale | 80261 | 80280 | 80396 | 80648 | 80259 | 80228 | 79266 | 78348 | 77376 | 76309 | 75238 | 74125 | Lauderdale County, Mississippi
Lawrence County, Mississippi | Lawrence | 12929 | 12951 | 12928 | 12748 | 12688 | 12597 | 12623 | 12691 | 12812 | 12629 | 12448 | 12586 | Lawrence County, Mississippi
Leake County, Mississippi | Leake | 23805 | 23803 | 23738 | 23256 | 23195 | 23267 | 23181 | 22777 | 22789 | 22819 | 22791 | 22786 | Leake County, Mississippi
Lee County, Mississippi | Lee | 82910 | 82910 | 82880 | 84033 | 84798 | 84970 | 84763 | 84740 | 84837 | 85071 | 85276 | 85436 | Lee County, Mississippi
Leflore County, Mississippi | Leflore | 32317 | 32382 | 32418 | 32065 | 30793 | 30746 | 30707 | 30241 | 29779 | 29292 | 28616 | 28183 | Leflore County, Mississippi
Lincoln County, Mississippi | Lincoln | 34869 | 34866 | 34896 | 34871 | 34846 | 34725 | 34733 | 34522 | 34375 | 34340 | 34210 | 34153 | Lincoln County, Mississippi
Lowndes County, Mississippi | Lowndes | 59779 | 59779 | 59796 | 59615 | 59604 | 59803 | 59804 | 59697 | 59549 | 59147 | 58760 | 58595 | Lowndes County, Mississippi
Madison County, Mississippi | Madison | 95203 | 95203 | 95538 | 96956 | 98059 | 99485 | 100841 | 102453 | 103852 | 104584 | 105648 | 106272 | Madison County, Mississippi
Marion County, Mississippi | Marion | 27088 | 27080 | 26992 | 26672 | 26326 | 26055 | 25674 | 25412 | 25106 | 25108 | 24752 | 24573 | Marion County, Mississippi
Marshall County, Mississippi | Marshall | 37144 | 37151 | 37062 | 36756 | 36551 | 36457 | 36173 | 35891 | 35785 | 35590 | 35436 | 35294 | Marshall County, Mississippi
Monroe County, Mississippi | Monroe | 36989 | 36979 | 36922 | 36606 | 36409 | 36148 | 36055 | 35823 | 35897 | 35851 | 35543 | 35252 | Monroe County, Mississippi
Montgomery County, Mississippi | Montgomery | 10925 | 10933 | 10898 | 10775 | 10604 | 10579 | 10363 | 10195 | 10235 | 10143 | 9994 | 9775 | Montgomery County, Mississippi
Neshoba County, Mississippi | Neshoba | 29676 | 29692 | 29695 | 29757 | 29742 | 29533 | 29460 | 29481 | 29473 | 29435 | 29151 | 29118 | Neshoba County, Mississippi
Newton County, Mississippi | Newton | 21720 | 21715 | 21659 | 21419 | 21495 | 21518 | 21706 | 21569 | 21461 | 21396 | 21355 | 21018 | Newton County, Mississippi
Noxubee County, Mississippi | Noxubee | 11545 | 11546 | 11482 | 11295 | 11153 | 11055 | 11067 | 10942 | 10879 | 10711 | 10550 | 10417 | Noxubee County, Mississippi
Oktibbeha County, Mississippi | Oktibbeha | 47671 | 47657 | 47723 | 47764 | 48822 | 49105 | 49061 | 49510 | 49534 | 49678 | 49249 | 49587 | Oktibbeha County, Mississippi
Panola County, Mississippi | Panola | 34707 | 34698 | 34640 | 34475 | 34425 | 34395 | 34450 | 34202 | 34241 | 34158 | 34156 | 34192 | Panola County, Mississippi
Pearl River County, Mississippi | Pearl River | 55834 | 55739 | 55693 | 55441 | 54999 | 54833 | 55121 | 54944 | 55037 | 55255 | 55323 | 55535 | Pearl River County, Mississippi
Perry County, Mississippi | Perry | 12250 | 12251 | 12234 | 12151 | 11996 | 12009 | 12053 | 12071 | 12056 | 12014 | 11918 | 11973 | Perry County, Mississippi
Pike County, Mississippi | Pike | 40404 | 40401 | 40441 | 40433 | 40089 | 39939 | 39948 | 39890 | 39592 | 39510 | 39380 | 39288 | Pike County, Mississippi
Pontotoc County, Mississippi | Pontotoc | 29957 | 29946 | 30047 | 29773 | 30295 | 30667 | 30783 | 30857 | 31470 | 31709 | 31881 | 32174 | Pontotoc County, Mississippi
Prentiss County, Mississippi | Prentiss | 25276 | 25274 | 25225 | 25359 | 25354 | 25467 | 25405 | 25440 | 25405 | 25215 | 25088 | 25126 | Prentiss County, Mississippi
Quitman County, Mississippi | Quitman | 8223 | 8222 | 8158 | 8056 | 7803 | 7818 | 7690 | 7511 | 7368 | 7208 | 7055 | 6792 | Quitman County, Mississippi
Rankin County, Mississippi | Rankin | 141617 | 142052 | 142515 | 144207 | 145809 | 147321 | 148426 | 149447 | 151514 | 152904 | 154250 | 155271 | Rankin County, Mississippi
Scott County, Mississippi | Scott | 28264 | 28260 | 28335 | 28377 | 28355 | 28328 | 28543 | 28432 | 28351 | 28436 | 28319 | 28124 | Scott County, Mississippi
Sharkey County, Mississippi | Sharkey | 4916 | 4916 | 4886 | 4875 | 4786 | 4677 | 4611 | 4563 | 4513 | 4415 | 4375 | 4321 | Sharkey County, Mississippi
Simpson County, Mississippi | Simpson | 27503 | 27500 | 27526 | 27405 | 27424 | 27531 | 27512 | 27169 | 26992 | 26905 | 26717 | 26658 | Simpson County, Mississippi
Smith County, Mississippi | Smith | 16491 | 16488 | 16498 | 16527 | 16337 | 16229 | 16210 | 16079 | 15949 | 16073 | 16029 | 15916 | Smith County, Mississippi
Stone County, Mississippi | Stone | 17786 | 17790 | 17907 | 17901 | 18051 | 17960 | 18089 | 18271 | 18183 | 18593 | 17997 | 18336 | Stone County, Mississippi
Sunflower County, Mississippi | Sunflower | 29450 | 29383 | 28981 | 28521 | 28407 | 27906 | 27405 | 26877 | 26493 | 26142 | 26211 | 25110 | Sunflower County, Mississippi
Tallahatchie County, Mississippi | Tallahatchie | 15378 | 15385 | 15339 | 15312 | 15013 | 14942 | 14685 | 14582 | 14342 | 14094 | 13961 | 13809 | Tallahatchie County, Mississippi
Tate County, Mississippi | Tate | 28886 | 28872 | 28987 | 28742 | 28526 | 28347 | 28248 | 28465 | 28306 | 28581 | 28347 | 28321 | Tate County, Mississippi
Tippah County, Mississippi | Tippah | 22232 | 22232 | 22184 | 22038 | 21911 | 21999 | 21972 | 22018 | 22063 | 21953 | 22039 | 22015 | Tippah County, Mississippi
Tishomingo County, Mississippi | Tishomingo | 19593 | 19603 | 19629 | 19635 | 19618 | 19504 | 19427 | 19481 | 19442 | 19518 | 19383 | 19383 | Tishomingo County, Mississippi
Tunica County, Mississippi | Tunica | 10778 | 10778 | 10765 | 10590 | 10438 | 10454 | 10496 | 10264 | 10139 | 9984 | 9922 | 9632 | Tunica County, Mississippi
Union County, Mississippi | Union | 27134 | 27143 | 27151 | 27315 | 27349 | 27771 | 28157 | 28311 | 28308 | 28486 | 28615 | 28815 | Union County, Mississippi
Walthall County, Mississippi | Walthall | 15443 | 15440 | 15396 | 15372 | 15068 | 14852 | 14842 | 14601 | 14556 | 14505 | 14436 | 14286 | Walthall County, Mississippi
Warren County, Mississippi | Warren | 48773 | 48770 | 48834 | 48318 | 48215 | 48289 | 47941 | 47481 | 46958 | 46682 | 46093 | 45381 | Warren County, Mississippi
Washington County, Mississippi | Washington | 51137 | 51135 | 51097 | 50455 | 50019 | 49661 | 49008 | 47959 | 47183 | 46197 | 45036 | 43909 | Washington County, Mississippi
Wayne County, Mississippi | Wayne | 20747 | 20747 | 20772 | 20618 | 20616 | 20461 | 20456 | 20497 | 20460 | 20430 | 20296 | 20183 | Wayne County, Mississippi
Webster County, Mississippi | Webster | 10253 | 10264 | 10268 | 10192 | 10088 | 9947 | 9995 | 9873 | 9758 | 9732 | 9788 | 9689 | Webster County, Mississippi
Wilkinson County, Mississippi | Wilkinson | 9878 | 9878 | 9863 | 9583 | 9458 | 9340 | 9187 | 9089 | 9020 | 8855 | 8781 | 8630 | Wilkinson County, Mississippi
Winston County, Mississippi | Winston | 19198 | 19201 | 19203 | 19044 | 18977 | 18757 | 18601 | 18447 | 18340 | 18237 | 18164 | 17955 | Winston County, Mississippi
Yalobusha County, Mississippi | Yalobusha | 12678 | 12678 | 12626 | 12518 | 12390 | 12377 | 12306 | 12458 | 12461 | 12449 | 12361 | 12108 | Yalobusha County, Mississippi
Yazoo County, Mississippi | Yazoo | 28065 | 28065 | 28134 | 28277 | 28330 | 27995 | 27800 | 27411 | 27972 | 28659 | 29093 | 29690 | Yazoo County, Mississippi
Adair County, Missouri | Adair | 25607 | 25606 | 25625 | 25657 | 25675 | 25703 | 25521 | 25353 | 25244 | 25429 | 25476 | 25343 | Adair County, Missouri
Andrew County, Missouri | Andrew | 17291 | 17296 | 17344 | 17199 | 17311 | 17305 | 17282 | 17314 | 17351 | 17474 | 17662 | 17712 | Andrew County, Missouri
Atchison County, Missouri | Atchison | 5685 | 5683 | 5656 | 5573 | 5513 | 5422 | 5357 | 5295 | 5281 | 5243 | 5183 | 5143 | Atchison County, Missouri
Audrain County, Missouri | Audrain | 25529 | 25531 | 25453 | 25527 | 25524 | 25545 | 25816 | 25950 | 25870 | 25590 | 25423 | 25388 | Audrain County, Missouri
Barry County, Missouri | Barry | 35597 | 35601 | 35555 | 35347 | 35333 | 35331 | 35321 | 35293 | 35226 | 35631 | 35712 | 35789 | Barry County, Missouri
Barton County, Missouri | Barton | 12402 | 12396 | 12383 | 12342 | 12294 | 12175 | 11981 | 11825 | 11825 | 11793 | 11790 | 11754 | Barton County, Missouri
Bates County, Missouri | Bates | 17049 | 17047 | 17028 | 16965 | 16616 | 16428 | 16515 | 16362 | 16351 | 16293 | 16304 | 16172 | Bates County, Missouri
Benton County, Missouri | Benton | 19056 | 19057 | 19096 | 19033 | 18991 | 18941 | 18877 | 18791 | 18934 | 19072 | 19297 | 19443 | Benton County, Missouri
Bollinger County, Missouri | Bollinger | 12363 | 12358 | 12342 | 12376 | 12442 | 12481 | 12415 | 12316 | 12205 | 12280 | 12189 | 12133 | Bollinger County, Missouri
Boone County, Missouri | Boone | 162642 | 162652 | 163203 | 166257 | 168807 | 170975 | 172799 | 174404 | 176315 | 178012 | 179061 | 180463 | Boone County, Missouri
Buchanan County, Missouri | Buchanan | 89201 | 89191 | 89072 | 89728 | 89930 | 89826 | 89600 | 89082 | 89032 | 88660 | 88163 | 87364 | Buchanan County, Missouri
Butler County, Missouri | Butler | 42794 | 42792 | 42786 | 42990 | 42986 | 42961 | 42849 | 42829 | 42769 | 42618 | 42587 | 42478 | Butler County, Missouri
Caldwell County, Missouri | Caldwell | 9424 | 9418 | 9428 | 9278 | 9088 | 9040 | 8998 | 9002 | 9043 | 9059 | 9071 | 9020 | Caldwell County, Missouri
Callaway County, Missouri | Callaway | 44332 | 44331 | 44310 | 44304 | 44399 | 44528 | 44633 | 44699 | 45069 | 44982 | 44954 | 44743 | Callaway County, Missouri
Camden County, Missouri | Camden | 44002 | 44016 | 44078 | 43824 | 44197 | 44294 | 44555 | 44735 | 44906 | 45473 | 45913 | 46305 | Camden County, Missouri
Cape Girardeau County, Missouri | Cape Girardeau | 75674 | 75674 | 75899 | 76614 | 77051 | 77458 | 77907 | 78238 | 78445 | 78261 | 78638 | 78871 | Cape Girardeau County, Missouri
Carroll County, Missouri | Carroll | 9295 | 9294 | 9282 | 9253 | 9078 | 9055 | 8956 | 8879 | 8844 | 8779 | 8726 | 8679 | Carroll County, Missouri
Carter County, Missouri | Carter | 6265 | 6267 | 6294 | 6332 | 6273 | 6343 | 6286 | 6280 | 6210 | 6179 | 6083 | 5982 | Carter County, Missouri
Cass County, Missouri | Cass | 99478 | 99500 | 99754 | 99998 | 100435 | 100676 | 100828 | 101339 | 102622 | 103477 | 104769 | 105780 | Cass County, Missouri
Cedar County, Missouri | Cedar | 13982 | 13982 | 13969 | 13912 | 13909 | 13773 | 13784 | 13782 | 13876 | 14070 | 14136 | 14349 | Cedar County, Missouri
Chariton County, Missouri | Chariton | 7831 | 7811 | 7831 | 7738 | 7673 | 7634 | 7670 | 7576 | 7501 | 7457 | 7457 | 7426 | Chariton County, Missouri
Christian County, Missouri | Christian | 77422 | 77414 | 77841 | 78649 | 79658 | 80621 | 81820 | 83077 | 84184 | 85392 | 87044 | 88595 | Christian County, Missouri
Clark County, Missouri | Clark | 7139 | 7129 | 7135 | 7025 | 6965 | 6898 | 6886 | 6808 | 6739 | 6720 | 6833 | 6797 | Clark County, Missouri
Clay County, Missouri | Clay | 221939 | 221906 | 222650 | 225243 | 227579 | 230306 | 233008 | 235161 | 238583 | 242527 | 246360 | 249948 | Clay County, Missouri
Clinton County, Missouri | Clinton | 20743 | 20743 | 20740 | 20678 | 20560 | 20562 | 20261 | 20581 | 20548 | 20551 | 20435 | 20387 | Clinton County, Missouri
Cole County, Missouri | Cole | 75990 | 75975 | 76150 | 76495 | 76477 | 76722 | 76647 | 76818 | 76702 | 76632 | 76720 | 76745 | Cole County, Missouri
Cooper County, Missouri | Cooper | 17601 | 17604 | 17603 | 17554 | 17537 | 17610 | 17564 | 17614 | 17702 | 17647 | 17626 | 17709 | Cooper County, Missouri
Crawford County, Missouri | Crawford | 24696 | 24719 | 24630 | 24815 | 24780 | 24530 | 24633 | 24511 | 24265 | 24107 | 23968 | 23920 | Crawford County, Missouri
Dade County, Missouri | Dade | 7883 | 7879 | 7839 | 7766 | 7558 | 7531 | 7596 | 7574 | 7606 | 7586 | 7564 | 7561 | Dade County, Missouri
Dallas County, Missouri | Dallas | 16777 | 16769 | 16722 | 16687 | 16694 | 16458 | 16335 | 16344 | 16381 | 16699 | 16782 | 16878 | Dallas County, Missouri
Daviess County, Missouri | Daviess | 8433 | 8429 | 8449 | 8295 | 8299 | 8300 | 8322 | 8283 | 8224 | 8358 | 8334 | 8278 | Daviess County, Missouri
DeKalb County, Missouri | DeKalb | 12892 | 12884 | 12895 | 12813 | 12777 | 12628 | 12539 | 12540 | 12496 | 12532 | 12515 | 12547 | DeKalb County, Missouri
Dent County, Missouri | Dent | 15657 | 15692 | 15740 | 15621 | 15658 | 15742 | 15635 | 15656 | 15454 | 15497 | 15547 | 15573 | Dent County, Missouri
Douglas County, Missouri | Douglas | 13684 | 13686 | 13651 | 13632 | 13574 | 13440 | 13521 | 13356 | 13353 | 13276 | 13359 | 13185 | Douglas County, Missouri
Dunklin County, Missouri | Dunklin | 31953 | 31957 | 31950 | 32010 | 31841 | 31724 | 31303 | 30844 | 30562 | 30121 | 29478 | 29131 | Dunklin County, Missouri
Franklin County, Missouri | Franklin | 101492 | 101468 | 101428 | 101618 | 101329 | 101712 | 101915 | 102251 | 102704 | 103315 | 103716 | 103967 | Franklin County, Missouri
Gasconade County, Missouri | Gasconade | 15222 | 15206 | 15202 | 15071 | 14907 | 14806 | 14804 | 14742 | 14746 | 14683 | 14680 | 14706 | Gasconade County, Missouri
Gentry County, Missouri | Gentry | 6738 | 6740 | 6750 | 6823 | 6769 | 6736 | 6757 | 6654 | 6624 | 6634 | 6598 | 6571 | Gentry County, Missouri
Greene County, Missouri | Greene | 275174 | 275179 | 275309 | 277446 | 280447 | 283605 | 285241 | 287312 | 287818 | 289512 | 291054 | 293086 | Greene County, Missouri
Grundy County, Missouri | Grundy | 10261 | 10260 | 10253 | 10252 | 10331 | 10346 | 10182 | 10031 | 10111 | 9991 | 9975 | 9850 | Grundy County, Missouri
Harrison County, Missouri | Harrison | 8957 | 8961 | 8967 | 8885 | 8724 | 8710 | 8632 | 8622 | 8579 | 8506 | 8394 | 8352 | Harrison County, Missouri
Henry County, Missouri | Henry | 22272 | 22291 | 22264 | 22253 | 22225 | 22116 | 22048 | 21725 | 21625 | 21695 | 21808 | 21824 | Henry County, Missouri
Hickory County, Missouri | Hickory | 9627 | 9629 | 9646 | 9615 | 9443 | 9347 | 9292 | 9266 | 9356 | 9395 | 9458 | 9544 | Hickory County, Missouri
Holt County, Missouri | Holt | 4912 | 4912 | 4915 | 4839 | 4680 | 4591 | 4530 | 4483 | 4453 | 4407 | 4412 | 4403 | Holt County, Missouri
Howard County, Missouri | Howard | 10144 | 10142 | 10141 | 10219 | 10196 | 10239 | 10129 | 10134 | 10032 | 10066 | 10059 | 10001 | Howard County, Missouri
Howell County, Missouri | Howell | 40400 | 40386 | 40552 | 40584 | 40537 | 40236 | 40122 | 40070 | 40132 | 40074 | 40126 | 40117 | Howell County, Missouri
Iron County, Missouri | Iron | 10630 | 10615 | 10592 | 10620 | 10548 | 10461 | 10362 | 10203 | 10123 | 10181 | 10187 | 10125 | Iron County, Missouri
Jackson County, Missouri | Jackson | 674158 | 674166 | 674845 | 675553 | 677417 | 679841 | 683014 | 686783 | 692430 | 698072 | 700784 | 703011 | Jackson County, Missouri
Jasper County, Missouri | Jasper | 117404 | 117391 | 117656 | 115283 | 115770 | 116766 | 117742 | 118548 | 119219 | 120048 | 120455 | 121328 | Jasper County, Missouri
Jefferson County, Missouri | Jefferson | 218733 | 218722 | 219128 | 219594 | 219853 | 220870 | 222006 | 223116 | 223377 | 223769 | 224410 | 225081 | Jefferson County, Missouri
Johnson County, Missouri | Johnson | 52595 | 52565 | 52686 | 53297 | 54124 | 54139 | 54010 | 53496 | 53497 | 53735 | 53621 | 54062 | Johnson County, Missouri
Knox County, Missouri | Knox | 4131 | 4131 | 4125 | 4125 | 4090 | 4060 | 3993 | 3907 | 3933 | 3970 | 3965 | 3959 | Knox County, Missouri
Laclede County, Missouri | Laclede | 35571 | 35596 | 35700 | 35668 | 35482 | 35654 | 35530 | 35469 | 35450 | 35418 | 35596 | 35723 | Laclede County, Missouri
Lafayette County, Missouri | Lafayette | 33381 | 33369 | 33381 | 33207 | 33054 | 32823 | 32619 | 32624 | 32534 | 32579 | 32542 | 32708 | Lafayette County, Missouri
Lawrence County, Missouri | Lawrence | 38634 | 38647 | 38591 | 38502 | 38382 | 38104 | 37903 | 37981 | 38164 | 38256 | 38264 | 38355 | Lawrence County, Missouri
Lewis County, Missouri | Lewis | 10211 | 10209 | 10210 | 10220 | 10119 | 10111 | 10099 | 10138 | 10072 | 9952 | 9839 | 9776 | Lewis County, Missouri
Lincoln County, Missouri | Lincoln | 52566 | 52536 | 52674 | 53051 | 53265 | 53785 | 54170 | 54567 | 55146 | 56045 | 57613 | 59013 | Lincoln County, Missouri
Linn County, Missouri | Linn | 12761 | 12773 | 12774 | 12601 | 12488 | 12330 | 12320 | 12293 | 12146 | 12168 | 12039 | 11920 | Linn County, Missouri
Livingston County, Missouri | Livingston | 15195 | 15196 | 15128 | 15120 | 14997 | 14874 | 15006 | 14938 | 15127 | 15157 | 15181 | 15227 | Livingston County, Missouri
McDonald County, Missouri | McDonald | 23083 | 23083 | 23072 | 22891 | 22966 | 22629 | 22820 | 22683 | 22705 | 22722 | 22963 | 22837 | McDonald County, Missouri
Macon County, Missouri | Macon | 15566 | 15566 | 15593 | 15486 | 15563 | 15475 | 15449 | 15284 | 15164 | 15262 | 15167 | 15117 | Macon County, Missouri
Madison County, Missouri | Madison | 12226 | 12217 | 12197 | 12256 | 12373 | 12270 | 12192 | 12178 | 12213 | 12230 | 12188 | 12088 | Madison County, Missouri
Maries County, Missouri | Maries | 9176 | 9153 | 9162 | 9171 | 9022 | 9037 | 9001 | 8936 | 8821 | 8790 | 8770 | 8697 | Maries County, Missouri
Marion County, Missouri | Marion | 28781 | 28781 | 28787 | 28786 | 28746 | 28769 | 28766 | 28697 | 28689 | 28585 | 28540 | 28530 | Marion County, Missouri
Mercer County, Missouri | Mercer | 3785 | 3785 | 3770 | 3774 | 3708 | 3664 | 3683 | 3660 | 3661 | 3656 | 3626 | 3617 | Mercer County, Missouri
Miller County, Missouri | Miller | 24748 | 24748 | 24716 | 24718 | 24582 | 24812 | 24833 | 24872 | 24998 | 25202 | 25315 | 25619 | Miller County, Missouri
Mississippi County, Missouri | Mississippi | 14358 | 14376 | 14330 | 14234 | 14274 | 14174 | 14175 | 13965 | 13738 | 13594 | 13394 | 13180 | Mississippi County, Missouri
Moniteau County, Missouri | Moniteau | 15607 | 15605 | 15626 | 15706 | 15669 | 15742 | 15809 | 15873 | 15991 | 16047 | 16186 | 16132 | Moniteau County, Missouri
Monroe County, Missouri | Monroe | 8840 | 8844 | 8786 | 8683 | 8692 | 8770 | 8737 | 8637 | 8633 | 8596 | 8636 | 8644 | Monroe County, Missouri
Montgomery County, Missouri | Montgomery | 12236 | 12224 | 12207 | 12202 | 11965 | 11847 | 11718 | 11572 | 11447 | 11378 | 11488 | 11551 | Montgomery County, Missouri
Morgan County, Missouri | Morgan | 20565 | 20567 | 20543 | 20378 | 20082 | 20122 | 20074 | 20065 | 20089 | 20162 | 20414 | 20627 | Morgan County, Missouri
New Madrid County, Missouri | New Madrid | 18956 | 18940 | 18934 | 18764 | 18471 | 18316 | 18229 | 18067 | 17839 | 17544 | 17272 | 17076 | New Madrid County, Missouri
Newton County, Missouri | Newton | 58114 | 58118 | 58177 | 58563 | 58637 | 58378 | 58127 | 58138 | 58178 | 58191 | 58158 | 58236 | Newton County, Missouri
Nodaway County, Missouri | Nodaway | 23370 | 23373 | 23401 | 23433 | 23327 | 23151 | 22981 | 22625 | 22455 | 22401 | 22223 | 22092 | Nodaway County, Missouri
Oregon County, Missouri | Oregon | 10881 | 10881 | 10935 | 11044 | 10966 | 10927 | 10823 | 10850 | 10746 | 10553 | 10558 | 10529 | Oregon County, Missouri
Osage County, Missouri | Osage | 13878 | 13909 | 13905 | 13908 | 13846 | 13677 | 13638 | 13538 | 13613 | 13658 | 13652 | 13615 | Osage County, Missouri
Ozark County, Missouri | Ozark | 9723 | 9728 | 9746 | 9647 | 9593 | 9503 | 9439 | 9364 | 9199 | 9227 | 9070 | 9174 | Ozark County, Missouri
Pemiscot County, Missouri | Pemiscot | 18296 | 18287 | 18261 | 18185 | 18075 | 17774 | 17564 | 17410 | 17060 | 16783 | 16256 | 15805 | Pemiscot County, Missouri
Perry County, Missouri | Perry | 18971 | 18971 | 18938 | 19008 | 19001 | 19053 | 19118 | 19068 | 19216 | 19262 | 19274 | 19136 | Perry County, Missouri
Pettis County, Missouri | Pettis | 42201 | 42214 | 42274 | 42155 | 42304 | 42196 | 42200 | 42300 | 42249 | 42445 | 42441 | 42339 | Pettis County, Missouri
Phelps County, Missouri | Phelps | 45156 | 45124 | 45294 | 45246 | 45230 | 45006 | 44925 | 44766 | 44708 | 44551 | 44551 | 44573 | Phelps County, Missouri
Pike County, Missouri | Pike | 18516 | 18511 | 18476 | 18661 | 18552 | 18608 | 18497 | 18409 | 18507 | 18557 | 18502 | 18302 | Pike County, Missouri
Platte County, Missouri | Platte | 89322 | 89329 | 89702 | 90880 | 92151 | 93367 | 94859 | 96445 | 98641 | 101141 | 102764 | 104418 | Platte County, Missouri
Polk County, Missouri | Polk | 31137 | 31130 | 31157 | 31202 | 31082 | 31117 | 31118 | 31256 | 31380 | 31742 | 32214 | 32149 | Polk County, Missouri
Pulaski County, Missouri | Pulaski | 52274 | 52282 | 52859 | 53297 | 53475 | 54077 | 53550 | 53204 | 52456 | 51862 | 51997 | 52607 | Pulaski County, Missouri
Putnam County, Missouri | Putnam | 4979 | 4979 | 4974 | 4976 | 4945 | 4884 | 4843 | 4860 | 4825 | 4778 | 4748 | 4696 | Putnam County, Missouri
Ralls County, Missouri | Ralls | 10167 | 10175 | 10193 | 10275 | 10226 | 10164 | 10276 | 10169 | 10230 | 10226 | 10234 | 10309 | Ralls County, Missouri
Randolph County, Missouri | Randolph | 25414 | 25418 | 25458 | 25282 | 25334 | 24945 | 25050 | 25041 | 24970 | 24899 | 24732 | 24748 | Randolph County, Missouri
Ray County, Missouri | Ray | 23494 | 23516 | 23517 | 23346 | 23081 | 23064 | 22936 | 22793 | 22741 | 22877 | 22945 | 23018 | Ray County, Missouri
Reynolds County, Missouri | Reynolds | 6696 | 6690 | 6676 | 6565 | 6548 | 6454 | 6400 | 6292 | 6347 | 6260 | 6282 | 6270 | Reynolds County, Missouri
Ripley County, Missouri | Ripley | 14100 | 14106 | 14102 | 14140 | 14028 | 13985 | 13932 | 13788 | 13775 | 13565 | 13420 | 13288 | Ripley County, Missouri
St Charles County, Missouri | St Charles | 360485 | 360495 | 361803 | 365582 | 369111 | 374288 | 379844 | 384978 | 390541 | 395130 | 398780 | 402022 | St Charles County, Missouri
St Clair County, Missouri | St Clair | 9805 | 9805 | 9823 | 9693 | 9527 | 9487 | 9432 | 9411 | 9288 | 9365 | 9389 | 9397 | St Clair County, Missouri
Ste Genevieve County, Missouri | Ste Genevieve | 18145 | 18147 | 18127 | 18196 | 17868 | 17951 | 17936 | 17804 | 17875 | 17792 | 17877 | 17894 | Ste Genevieve County, Missouri
St Francois County, Missouri | St Francois | 65359 | 65369 | 65529 | 65590 | 65803 | 66102 | 65784 | 66232 | 66356 | 66674 | 66737 | 67215 | St Francois County, Missouri
St Louis County, Missouri | St Louis | 998954 | 998985 | 998840 | 1000040 | 1000761 | 1000456 | 1000528 | 1001109 | 997837 | 996227 | 995219 | 994205 | St Louis County, Missouri
Saline County, Missouri | Saline | 23370 | 23370 | 23420 | 23406 | 23544 | 23355 | 23398 | 23226 | 23095 | 22910 | 22890 | 22761 | Saline County, Missouri
Schuyler County, Missouri | Schuyler | 4431 | 4431 | 4441 | 4389 | 4387 | 4370 | 4392 | 4500 | 4501 | 4518 | 4594 | 4660 | Schuyler County, Missouri
Scotland County, Missouri | Scotland | 4843 | 4853 | 4840 | 4835 | 4865 | 4893 | 4840 | 4821 | 4902 | 4948 | 4938 | 4902 | Scotland County, Missouri
Scott County, Missouri | Scott | 39191 | 39199 | 39261 | 39147 | 39161 | 39207 | 38868 | 39007 | 38760 | 38576 | 38541 | 38280 | Scott County, Missouri
Shannon County, Missouri | Shannon | 8441 | 8435 | 8443 | 8412 | 8332 | 8288 | 8293 | 8273 | 8222 | 8235 | 8189 | 8166 | Shannon County, Missouri
Shelby County, Missouri | Shelby | 6373 | 6372 | 6365 | 6235 | 6216 | 6152 | 6092 | 6101 | 6044 | 5995 | 5997 | 5930 | Shelby County, Missouri
Stoddard County, Missouri | Stoddard | 29968 | 29968 | 30027 | 29851 | 29814 | 29795 | 29785 | 29736 | 29498 | 29364 | 29264 | 29025 | Stoddard County, Missouri
Stone County, Missouri | Stone | 32202 | 32208 | 32235 | 32118 | 31893 | 31658 | 31445 | 31307 | 31471 | 31642 | 31701 | 31952 | Stone County, Missouri
Sullivan County, Missouri | Sullivan | 6714 | 6714 | 6737 | 6663 | 6556 | 6497 | 6472 | 6366 | 6333 | 6212 | 6233 | 6089 | Sullivan County, Missouri
Taney County, Missouri | Taney | 51675 | 51672 | 51902 | 52652 | 52901 | 53255 | 53810 | 54216 | 54608 | 55100 | 55719 | 55928 | Taney County, Missouri
Texas County, Missouri | Texas | 26008 | 26016 | 26042 | 25928 | 25791 | 25685 | 25659 | 25660 | 25805 | 25650 | 25506 | 25398 | Texas County, Missouri
Vernon County, Missouri | Vernon | 21159 | 21163 | 21159 | 21084 | 20930 | 20978 | 20983 | 20758 | 20653 | 20507 | 20492 | 20563 | Vernon County, Missouri
Warren County, Missouri | Warren | 32513 | 32539 | 32605 | 32604 | 32738 | 32980 | 33180 | 33532 | 33871 | 34448 | 34766 | 35649 | Warren County, Missouri
Washington County, Missouri | Washington | 25195 | 25201 | 25201 | 25105 | 25088 | 25144 | 25079 | 24793 | 24852 | 24994 | 24933 | 24730 | Washington County, Missouri
Wayne County, Missouri | Wayne | 13521 | 13535 | 13519 | 13425 | 13408 | 13475 | 13481 | 13431 | 13236 | 13303 | 13132 | 12873 | Wayne County, Missouri
Webster County, Missouri | Webster | 36202 | 36264 | 36320 | 36448 | 36448 | 36626 | 37042 | 37604 | 38154 | 38745 | 39179 | 39592 | Webster County, Missouri
Worth County, Missouri | Worth | 2171 | 2169 | 2152 | 2118 | 2080 | 2079 | 2054 | 2042 | 2015 | 2041 | 2026 | 2013 | Worth County, Missouri
Wright County, Missouri | Wright | 18815 | 18742 | 18779 | 18572 | 18556 | 18333 | 18198 | 18146 | 18185 | 18210 | 18187 | 18289 | Wright County, Missouri
St Louis city, Missouri | #VALUE! | 319294 | 319289 | 319336 | 319344 | 319416 | 318476 | 317399 | 316010 | 312633 | 308233 | 303419 | 300576 | St Louis city, Missouri
Beaverhead County, Montana | Beaverhead | 9246 | 9246 | 9255 | 9210 | 9359 | 9306 | 9337 | 9295 | 9463 | 9450 | 9412 | 9453 | Beaverhead County, Montana
Big Horn County, Montana | Big Horn | 12865 | 12863 | 12911 | 13056 | 12995 | 13117 | 13343 | 13312 | 13458 | 13483 | 13365 | 13319 | Big Horn County, Montana
Blaine County, Montana | Blaine | 6491 | 6491 | 6503 | 6575 | 6680 | 6637 | 6710 | 6680 | 6716 | 6745 | 6774 | 6681 | Blaine County, Montana
Broadwater County, Montana | Broadwater | 5612 | 5608 | 5633 | 5726 | 5759 | 5676 | 5653 | 5714 | 5785 | 5917 | 6072 | 6237 | Broadwater County, Montana
Carbon County, Montana | Carbon | 10078 | 10078 | 10063 | 10089 | 10141 | 10337 | 10438 | 10403 | 10485 | 10680 | 10691 | 10725 | Carbon County, Montana
Carter County, Montana | Carter | 1160 | 1160 | 1159 | 1136 | 1157 | 1152 | 1150 | 1147 | 1175 | 1223 | 1230 | 1252 | Carter County, Montana
Cascade County, Montana | Cascade | 81327 | 81326 | 81507 | 81714 | 81622 | 82194 | 82056 | 81878 | 81562 | 81633 | 81688 | 81366 | Cascade County, Montana
Chouteau County, Montana | Chouteau | 5813 | 5813 | 5810 | 5812 | 5932 | 5853 | 5899 | 5774 | 5780 | 5732 | 5740 | 5635 | Chouteau County, Montana
Custer County, Montana | Custer | 11699 | 11699 | 11692 | 11758 | 11798 | 11873 | 12008 | 12083 | 11843 | 11726 | 11592 | 11402 | Custer County, Montana
Daniels County, Montana | Daniels | 1751 | 1751 | 1749 | 1760 | 1774 | 1777 | 1797 | 1750 | 1731 | 1722 | 1729 | 1690 | Daniels County, Montana
Dawson County, Montana | Dawson | 8966 | 8963 | 8950 | 9026 | 9231 | 9381 | 9505 | 9577 | 9263 | 8952 | 8680 | 8613 | Dawson County, Montana
Deer Lodge County, Montana | Deer Lodge | 9298 | 9294 | 9291 | 9280 | 9215 | 9257 | 9115 | 9102 | 9057 | 9100 | 9129 | 9140 | Deer Lodge County, Montana
Fallon County, Montana | Fallon | 2890 | 2890 | 2889 | 2930 | 3026 | 3047 | 3110 | 3171 | 3086 | 3004 | 2912 | 2846 | Fallon County, Montana
Fergus County, Montana | Fergus | 11586 | 11590 | 11585 | 11461 | 11391 | 11464 | 11329 | 11307 | 11349 | 11281 | 11117 | 11050 | Fergus County, Montana
Flathead County, Montana | Flathead | 90928 | 90927 | 90864 | 91270 | 91597 | 92935 | 94567 | 95839 | 97742 | 100091 | 102017 | 103806 | Flathead County, Montana
Gallatin County, Montana | Gallatin | 89513 | 89515 | 89654 | 91375 | 92570 | 94798 | 97508 | 100882 | 104739 | 108576 | 111682 | 114434 | Gallatin County, Montana
Garfield County, Montana | Garfield | 1206 | 1209 | 1192 | 1254 | 1244 | 1254 | 1275 | 1284 | 1299 | 1281 | 1257 | 1258 | Garfield County, Montana
Glacier County, Montana | Glacier | 13399 | 13399 | 13421 | 13577 | 13667 | 13789 | 13704 | 13636 | 13711 | 13732 | 13828 | 13753 | Glacier County, Montana
Golden Valley County, Montana | Golden Valley | 884 | 884 | 879 | 830 | 827 | 846 | 841 | 818 | 810 | 817 | 822 | 821 | Golden Valley County, Montana
Granite County, Montana | Granite | 3079 | 3074 | 3075 | 3079 | 3042 | 3069 | 3146 | 3163 | 3286 | 3356 | 3371 | 3379 | Granite County, Montana
Hill County, Montana | Hill | 16096 | 16096 | 16153 | 16394 | 16396 | 16535 | 16502 | 16438 | 16448 | 16469 | 16342 | 16484 | Hill County, Montana
Jefferson County, Montana | Jefferson | 11406 | 11403 | 11407 | 11375 | 11318 | 11455 | 11502 | 11572 | 11779 | 11921 | 12094 | 12221 | Jefferson County, Montana
Judith Basin County, Montana | Judith Basin | 2072 | 2072 | 2073 | 2009 | 2004 | 2000 | 1984 | 1931 | 1940 | 1945 | 1946 | 2007 | Judith Basin County, Montana
Lake County, Montana | Lake | 28746 | 28748 | 28789 | 28977 | 29012 | 29121 | 29215 | 29457 | 29709 | 30221 | 30220 | 30458 | Lake County, Montana
Lewis and Clark County, Montana | Lewis and Clark | 63395 | 63394 | 63577 | 64272 | 64736 | 65234 | 65703 | 66225 | 66894 | 67850 | 68622 | 69432 | Lewis and Clark County, Montana
Liberty County, Montana | Liberty | 2339 | 2339 | 2349 | 2379 | 2393 | 2362 | 2348 | 2391 | 2409 | 2407 | 2416 | 2337 | Liberty County, Montana
Lincoln County, Montana | Lincoln | 19687 | 19683 | 19694 | 19625 | 19485 | 19424 | 19186 | 19060 | 19294 | 19556 | 19797 | 19980 | Lincoln County, Montana
McCone County, Montana | McCone | 1734 | 1734 | 1745 | 1709 | 1701 | 1715 | 1715 | 1700 | 1732 | 1698 | 1669 | 1664 | McCone County, Montana
Madison County, Montana | Madison | 7691 | 7691 | 7696 | 7644 | 7663 | 7674 | 7828 | 8026 | 8062 | 8291 | 8530 | 8600 | Madison County, Montana
Meagher County, Montana | Meagher | 1891 | 1891 | 1878 | 1877 | 1886 | 1904 | 1856 | 1821 | 1845 | 1852 | 1857 | 1862 | Meagher County, Montana
Mineral County, Montana | Mineral | 4223 | 4229 | 4229 | 4220 | 4128 | 4228 | 4195 | 4192 | 4124 | 4235 | 4307 | 4397 | Mineral County, Montana
Missoula County, Montana | Missoula | 109299 | 109296 | 109467 | 110245 | 111042 | 111900 | 112801 | 114122 | 116349 | 117834 | 118640 | 119600 | Missoula County, Montana
Musselshell County, Montana | Musselshell | 4538 | 4538 | 4555 | 4747 | 4692 | 4681 | 4645 | 4628 | 4646 | 4632 | 4632 | 4633 | Musselshell County, Montana
Park County, Montana | Park | 15636 | 15635 | 15596 | 15509 | 15591 | 15698 | 15919 | 16003 | 16115 | 16386 | 16648 | 16606 | Park County, Montana
Petroleum County, Montana | Petroleum | 494 | 488 | 489 | 490 | 504 | 504 | 488 | 474 | 491 | 512 | 512 | 487 | Petroleum County, Montana
Phillips County, Montana | Phillips | 4253 | 4252 | 4252 | 4186 | 4121 | 4159 | 4170 | 4146 | 4113 | 4113 | 4060 | 3954 | Phillips County, Montana
Pondera County, Montana | Pondera | 6153 | 6155 | 6160 | 6193 | 6150 | 6216 | 6138 | 6095 | 6035 | 5968 | 5960 | 5911 | Pondera County, Montana
Powder River County, Montana | Powder River | 1743 | 1743 | 1739 | 1739 | 1753 | 1753 | 1777 | 1768 | 1746 | 1750 | 1720 | 1682 | Powder River County, Montana
Powell County, Montana | Powell | 7027 | 7034 | 7019 | 7084 | 7081 | 6957 | 6882 | 6799 | 6841 | 6789 | 6953 | 6890 | Powell County, Montana
Prairie County, Montana | Prairie | 1179 | 1179 | 1183 | 1141 | 1141 | 1163 | 1125 | 1140 | 1159 | 1099 | 1070 | 1077 | Prairie County, Montana
Ravalli County, Montana | Ravalli | 40212 | 40210 | 40324 | 40380 | 40576 | 40668 | 40745 | 41148 | 41918 | 42524 | 43166 | 43806 | Ravalli County, Montana
Richland County, Montana | Richland | 9746 | 9746 | 9759 | 10144 | 10780 | 11154 | 11531 | 11902 | 11408 | 11027 | 10855 | 10803 | Richland County, Montana
Roosevelt County, Montana | Roosevelt | 10425 | 10425 | 10443 | 10497 | 10856 | 11089 | 11285 | 11417 | 11225 | 11160 | 11069 | 11004 | Roosevelt County, Montana
Rosebud County, Montana | Rosebud | 9233 | 9235 | 9242 | 9324 | 9346 | 9298 | 9321 | 9347 | 9232 | 9205 | 9040 | 8937 | Rosebud County, Montana
Sanders County, Montana | Sanders | 11413 | 11413 | 11395 | 11400 | 11375 | 11310 | 11313 | 11293 | 11465 | 11689 | 11847 | 12113 | Sanders County, Montana
Sheridan County, Montana | Sheridan | 3384 | 3384 | 3368 | 3418 | 3550 | 3626 | 3661 | 3673 | 3608 | 3471 | 3386 | 3309 | Sheridan County, Montana
Silver Bow County, Montana | Silver Bow | 34200 | 34209 | 34230 | 34405 | 34474 | 34574 | 34752 | 34691 | 34696 | 34811 | 34739 | 34915 | Silver Bow County, Montana
Stillwater County, Montana | Stillwater | 9117 | 9096 | 9114 | 9156 | 9166 | 9255 | 9235 | 9425 | 9360 | 9419 | 9483 | 9642 | Stillwater County, Montana
Sweet Grass County, Montana | Sweet Grass | 3651 | 3651 | 3619 | 3585 | 3581 | 3658 | 3639 | 3620 | 3616 | 3676 | 3703 | 3737 | Sweet Grass County, Montana
Teton County, Montana | Teton | 6073 | 6071 | 6074 | 6060 | 6057 | 6051 | 6031 | 6062 | 6011 | 6091 | 6117 | 6147 | Teton County, Montana
Toole County, Montana | Toole | 5324 | 5324 | 5343 | 5154 | 5217 | 5121 | 5117 | 5077 | 4951 | 4860 | 4835 | 4736 | Toole County, Montana
Treasure County, Montana | Treasure | 718 | 718 | 718 | 713 | 722 | 693 | 689 | 684 | 680 | 673 | 673 | 696 | Treasure County, Montana
Valley County, Montana | Valley | 7369 | 7369 | 7378 | 7461 | 7499 | 7628 | 7627 | 7621 | 7532 | 7402 | 7406 | 7396 | Valley County, Montana
Wheatland County, Montana | Wheatland | 2168 | 2168 | 2156 | 2132 | 2091 | 2123 | 2090 | 2111 | 2130 | 2161 | 2184 | 2126 | Wheatland County, Montana
Wibaux County, Montana | Wibaux | 1017 | 1017 | 1008 | 982 | 1034 | 1101 | 1084 | 1072 | 1042 | 1018 | 1030 | 969 | Wibaux County, Montana
Yellowstone County, Montana | Yellowstone | 147972 | 147991 | 148394 | 149772 | 151635 | 153775 | 155279 | 156529 | 157914 | 159266 | 160029 | 161300 | Yellowstone County, Montana
Adams County, Nebraska | Adams | 31364 | 31367 | 31328 | 31204 | 31345 | 31527 | 31389 | 31567 | 31683 | 31808 | 31514 | 31363 | Adams County, Nebraska
Antelope County, Nebraska | Antelope | 6685 | 6685 | 6679 | 6621 | 6550 | 6472 | 6419 | 6415 | 6345 | 6341 | 6308 | 6298 | Antelope County, Nebraska
Arthur County, Nebraska | Arthur | 460 | 460 | 465 | 468 | 479 | 454 | 451 | 451 | 466 | 455 | 462 | 463 | Arthur County, Nebraska
Banner County, Nebraska | Banner | 690 | 690 | 691 | 655 | 684 | 678 | 670 | 711 | 716 | 726 | 725 | 745 | Banner County, Nebraska
Blaine County, Nebraska | Blaine | 478 | 478 | 478 | 475 | 498 | 470 | 490 | 477 | 470 | 479 | 480 | 465 | Blaine County, Nebraska
Boone County, Nebraska | Boone | 5505 | 5505 | 5511 | 5407 | 5429 | 5397 | 5357 | 5310 | 5333 | 5320 | 5241 | 5192 | Boone County, Nebraska
Box Butte County, Nebraska | Box Butte | 11308 | 11308 | 11275 | 11295 | 11265 | 11296 | 11298 | 11325 | 11176 | 10835 | 10733 | 10783 | Box Butte County, Nebraska
Boyd County, Nebraska | Boyd | 2099 | 2099 | 2105 | 2079 | 2060 | 2016 | 2019 | 2002 | 1980 | 1955 | 1950 | 1919 | Boyd County, Nebraska
Brown County, Nebraska | Brown | 3145 | 3143 | 3155 | 3098 | 3052 | 2958 | 2974 | 2982 | 2980 | 3000 | 2967 | 2955 | Brown County, Nebraska
Buffalo County, Nebraska | Buffalo | 46102 | 46099 | 46175 | 46824 | 47637 | 47999 | 48200 | 48578 | 49104 | 49350 | 49352 | 49659 | Buffalo County, Nebraska
Burt County, Nebraska | Burt | 6858 | 6858 | 6842 | 6783 | 6681 | 6570 | 6546 | 6538 | 6537 | 6531 | 6486 | 6459 | Burt County, Nebraska
Butler County, Nebraska | Butler | 8395 | 8395 | 8374 | 8256 | 8252 | 8231 | 8181 | 8058 | 7996 | 8032 | 8043 | 8016 | Butler County, Nebraska
Cass County, Nebraska | Cass | 25241 | 25241 | 25239 | 25237 | 25126 | 25295 | 25404 | 25421 | 25647 | 25935 | 26189 | 26248 | Cass County, Nebraska
Cedar County, Nebraska | Cedar | 8852 | 8852 | 8819 | 8752 | 8699 | 8625 | 8542 | 8518 | 8604 | 8515 | 8453 | 8402 | Cedar County, Nebraska
Chase County, Nebraska | Chase | 3966 | 3966 | 3966 | 3983 | 4015 | 3981 | 3981 | 3963 | 3914 | 3928 | 3937 | 3924 | Chase County, Nebraska
Cherry County, Nebraska | Cherry | 5713 | 5713 | 5694 | 5730 | 5732 | 5755 | 5744 | 5824 | 5829 | 5790 | 5763 | 5689 | Cherry County, Nebraska
Cheyenne County, Nebraska | Cheyenne | 9998 | 9998 | 9968 | 9989 | 10073 | 10067 | 10113 | 10137 | 10047 | 9644 | 9282 | 8910 | Cheyenne County, Nebraska
Clay County, Nebraska | Clay | 6542 | 6539 | 6536 | 6453 | 6384 | 6358 | 6314 | 6291 | 6135 | 6186 | 6202 | 6203 | Clay County, Nebraska
Colfax County, Nebraska | Colfax | 10515 | 10515 | 10540 | 10566 | 10552 | 10454 | 10663 | 10717 | 10712 | 10700 | 10734 | 10709 | Colfax County, Nebraska
Cuming County, Nebraska | Cuming | 9139 | 9139 | 9160 | 9117 | 9082 | 9010 | 9017 | 9075 | 8957 | 8947 | 8935 | 8846 | Cuming County, Nebraska
Custer County, Nebraska | Custer | 10939 | 10939 | 10905 | 10903 | 10844 | 10828 | 10770 | 10828 | 10824 | 10869 | 10830 | 10777 | Custer County, Nebraska
Dakota County, Nebraska | Dakota | 21006 | 21006 | 21034 | 20811 | 20714 | 20765 | 20547 | 20550 | 20279 | 20010 | 20002 | 20026 | Dakota County, Nebraska
Dawes County, Nebraska | Dawes | 9182 | 9182 | 9168 | 9203 | 9133 | 9062 | 9018 | 8958 | 8911 | 8888 | 8705 | 8589 | Dawes County, Nebraska
Dawson County, Nebraska | Dawson | 24326 | 24326 | 24312 | 24216 | 23977 | 24016 | 23986 | 23892 | 23779 | 23657 | 23744 | 23595 | Dawson County, Nebraska
Deuel County, Nebraska | Deuel | 1941 | 1932 | 1925 | 1957 | 1959 | 1920 | 1926 | 1910 | 1861 | 1861 | 1821 | 1794 | Deuel County, Nebraska
Dixon County, Nebraska | Dixon | 6000 | 6003 | 5988 | 5998 | 5888 | 5815 | 5760 | 5769 | 5742 | 5746 | 5700 | 5636 | Dixon County, Nebraska
Dodge County, Nebraska | Dodge | 36691 | 36685 | 36673 | 36930 | 36590 | 36497 | 36614 | 36567 | 36677 | 36789 | 36725 | 36565 | Dodge County, Nebraska
Douglas County, Nebraska | Douglas | 517110 | 517116 | 518574 | 524167 | 530755 | 536734 | 543005 | 549029 | 555607 | 560733 | 566391 | 571327 | Douglas County, Nebraska
Dundy County, Nebraska | Dundy | 2008 | 2008 | 2008 | 1976 | 1979 | 1955 | 1863 | 1770 | 1806 | 1783 | 1764 | 1693 | Dundy County, Nebraska
Fillmore County, Nebraska | Fillmore | 5890 | 5890 | 5871 | 5827 | 5713 | 5637 | 5604 | 5553 | 5622 | 5561 | 5535 | 5462 | Fillmore County, Nebraska
Franklin County, Nebraska | Franklin | 3225 | 3225 | 3244 | 3204 | 3183 | 3063 | 3046 | 2977 | 2994 | 2974 | 3013 | 2979 | Franklin County, Nebraska
Frontier County, Nebraska | Frontier | 2756 | 2756 | 2760 | 2714 | 2719 | 2716 | 2722 | 2631 | 2645 | 2623 | 2600 | 2627 | Frontier County, Nebraska
Furnas County, Nebraska | Furnas | 4959 | 4959 | 4945 | 4915 | 4882 | 4830 | 4853 | 4831 | 4762 | 4763 | 4701 | 4676 | Furnas County, Nebraska
Gage County, Nebraska | Gage | 22311 | 22311 | 22269 | 21908 | 21654 | 21767 | 21557 | 21715 | 21625 | 21621 | 21495 | 21513 | Gage County, Nebraska
Garden County, Nebraska | Garden | 2057 | 2057 | 2075 | 2062 | 1983 | 1923 | 1908 | 1916 | 1907 | 1890 | 1890 | 1837 | Garden County, Nebraska
Garfield County, Nebraska | Garfield | 2049 | 2049 | 2035 | 2010 | 1994 | 2022 | 2000 | 2014 | 1994 | 1986 | 1974 | 1969 | Garfield County, Nebraska
Gosper County, Nebraska | Gosper | 2044 | 2044 | 2040 | 1991 | 2080 | 2017 | 2004 | 2025 | 2025 | 2028 | 1996 | 1990 | Gosper County, Nebraska
Grant County, Nebraska | Grant | 614 | 614 | 613 | 634 | 625 | 633 | 626 | 646 | 665 | 649 | 657 | 623 | Grant County, Nebraska
Greeley County, Nebraska | Greeley | 2538 | 2538 | 2546 | 2535 | 2464 | 2483 | 2483 | 2435 | 2400 | 2363 | 2355 | 2356 | Greeley County, Nebraska
Hall County, Nebraska | Hall | 58607 | 58611 | 58805 | 59492 | 60095 | 60485 | 61099 | 61132 | 61353 | 61201 | 61286 | 61353 | Hall County, Nebraska
Hamilton County, Nebraska | Hamilton | 9124 | 9114 | 9127 | 9078 | 9040 | 9122 | 9102 | 9141 | 9158 | 9194 | 9260 | 9324 | Hamilton County, Nebraska
Harlan County, Nebraska | Harlan | 3423 | 3417 | 3422 | 3436 | 3411 | 3488 | 3468 | 3441 | 3451 | 3415 | 3386 | 3380 | Harlan County, Nebraska
Hayes County, Nebraska | Hayes | 967 | 960 | 956 | 952 | 919 | 947 | 910 | 915 | 891 | 893 | 917 | 922 | Hayes County, Nebraska
Hitchcock County, Nebraska | Hitchcock | 2908 | 2908 | 2897 | 2857 | 2873 | 2853 | 2879 | 2879 | 2828 | 2806 | 2801 | 2762 | Hitchcock County, Nebraska
Holt County, Nebraska | Holt | 10435 | 10435 | 10434 | 10443 | 10376 | 10380 | 10359 | 10263 | 10223 | 10182 | 10148 | 10067 | Holt County, Nebraska
Hooker County, Nebraska | Hooker | 736 | 736 | 737 | 743 | 718 | 731 | 722 | 714 | 683 | 666 | 676 | 682 | Hooker County, Nebraska
Howard County, Nebraska | Howard | 6274 | 6274 | 6279 | 6295 | 6298 | 6337 | 6353 | 6382 | 6407 | 6396 | 6457 | 6445 | Howard County, Nebraska
Jefferson County, Nebraska | Jefferson | 7547 | 7547 | 7522 | 7551 | 7534 | 7512 | 7300 | 7221 | 7181 | 7176 | 7098 | 7046 | Jefferson County, Nebraska
Johnson County, Nebraska | Johnson | 5217 | 5217 | 5233 | 5217 | 5186 | 5167 | 5223 | 5239 | 5213 | 5169 | 5115 | 5071 | Johnson County, Nebraska
Kearney County, Nebraska | Kearney | 6489 | 6489 | 6477 | 6547 | 6508 | 6486 | 6587 | 6558 | 6561 | 6492 | 6539 | 6495 | Kearney County, Nebraska
Keith County, Nebraska | Keith | 8368 | 8371 | 8357 | 8241 | 8225 | 8158 | 8176 | 8136 | 8096 | 8070 | 8003 | 8034 | Keith County, Nebraska
Keya Paha County, Nebraska | Keya Paha | 824 | 824 | 824 | 819 | 797 | 790 | 795 | 797 | 792 | 790 | 806 | 806 | Keya Paha County, Nebraska
Kimball County, Nebraska | Kimball | 3821 | 3821 | 3834 | 3808 | 3802 | 3694 | 3726 | 3716 | 3669 | 3568 | 3578 | 3632 | Kimball County, Nebraska
Knox County, Nebraska | Knox | 8701 | 8701 | 8677 | 8575 | 8574 | 8552 | 8474 | 8468 | 8484 | 8439 | 8405 | 8332 | Knox County, Nebraska
Lancaster County, Nebraska | Lancaster | 285407 | 285407 | 286162 | 289914 | 293431 | 297109 | 302622 | 306096 | 310306 | 313772 | 316527 | 319090 | Lancaster County, Nebraska
Lincoln County, Nebraska | Lincoln | 36288 | 36288 | 36250 | 36030 | 35973 | 35936 | 35648 | 35501 | 35487 | 35265 | 35148 | 34914 | Lincoln County, Nebraska
Logan County, Nebraska | Logan | 763 | 763 | 772 | 779 | 785 | 777 | 767 | 791 | 792 | 765 | 755 | 748 | Logan County, Nebraska
Loup County, Nebraska | Loup | 632 | 628 | 628 | 617 | 605 | 587 | 596 | 606 | 616 | 604 | 617 | 664 | Loup County, Nebraska
McPherson County, Nebraska | McPherson | 539 | 539 | 539 | 551 | 509 | 528 | 510 | 489 | 503 | 493 | 490 | 494 | McPherson County, Nebraska
Madison County, Nebraska | Madison | 34876 | 34876 | 34961 | 35005 | 35084 | 35147 | 35083 | 34999 | 34979 | 35132 | 35189 | 35099 | Madison County, Nebraska
Merrick County, Nebraska | Merrick | 7845 | 7859 | 7852 | 7760 | 7845 | 7830 | 7788 | 7805 | 7838 | 7859 | 7733 | 7755 | Merrick County, Nebraska
Morrill County, Nebraska | Morrill | 5042 | 5042 | 5039 | 4984 | 4934 | 4925 | 4918 | 4925 | 4867 | 4796 | 4674 | 4642 | Morrill County, Nebraska
Nance County, Nebraska | Nance | 3735 | 3735 | 3740 | 3731 | 3674 | 3558 | 3527 | 3573 | 3561 | 3561 | 3506 | 3519 | Nance County, Nebraska
Nemaha County, Nebraska | Nemaha | 7248 | 7248 | 7238 | 7238 | 7152 | 7149 | 7130 | 7005 | 6973 | 6957 | 6957 | 6972 | Nemaha County, Nebraska
Nuckolls County, Nebraska | Nuckolls | 4500 | 4500 | 4514 | 4447 | 4430 | 4384 | 4347 | 4322 | 4274 | 4269 | 4207 | 4148 | Nuckolls County, Nebraska
Otoe County, Nebraska | Otoe | 15740 | 15740 | 15748 | 15741 | 15689 | 15688 | 15780 | 15842 | 15950 | 15956 | 15983 | 16012 | Otoe County, Nebraska
Pawnee County, Nebraska | Pawnee | 2773 | 2773 | 2781 | 2791 | 2791 | 2750 | 2726 | 2691 | 2699 | 2621 | 2623 | 2613 | Pawnee County, Nebraska
Perkins County, Nebraska | Perkins | 2970 | 2967 | 2978 | 2944 | 2930 | 2891 | 2875 | 2932 | 2892 | 2886 | 2902 | 2891 | Perkins County, Nebraska
Phelps County, Nebraska | Phelps | 9188 | 9188 | 9183 | 9142 | 9210 | 9179 | 9162 | 9217 | 9193 | 9050 | 9006 | 9034 | Phelps County, Nebraska
Pierce County, Nebraska | Pierce | 7266 | 7266 | 7260 | 7194 | 7187 | 7180 | 7204 | 7190 | 7144 | 7093 | 7145 | 7148 | Pierce County, Nebraska
Platte County, Nebraska | Platte | 32237 | 32237 | 32305 | 32512 | 32669 | 32595 | 32740 | 32876 | 33008 | 33231 | 33287 | 33470 | Platte County, Nebraska
Polk County, Nebraska | Polk | 5406 | 5402 | 5394 | 5336 | 5266 | 5242 | 5268 | 5171 | 5190 | 5309 | 5240 | 5213 | Polk County, Nebraska
Red Willow County, Nebraska | Red Willow | 11055 | 11055 | 11059 | 11049 | 11044 | 11053 | 10901 | 10883 | 10767 | 10760 | 10705 | 10724 | Red Willow County, Nebraska
Richardson County, Nebraska | Richardson | 8363 | 8363 | 8372 | 8342 | 8283 | 8131 | 8110 | 8025 | 8004 | 7971 | 7938 | 7865 | Richardson County, Nebraska
Rock County, Nebraska | Rock | 1526 | 1528 | 1524 | 1480 | 1426 | 1440 | 1449 | 1417 | 1404 | 1420 | 1351 | 1357 | Rock County, Nebraska
Saline County, Nebraska | Saline | 14200 | 14200 | 14222 | 14326 | 14416 | 14299 | 14297 | 14196 | 14228 | 14365 | 14336 | 14224 | Saline County, Nebraska
Sarpy County, Nebraska | Sarpy | 158840 | 158835 | 159720 | 162568 | 165664 | 168990 | 171853 | 175173 | 178355 | 181376 | 184062 | 187196 | Sarpy County, Nebraska
Saunders County, Nebraska | Saunders | 20780 | 20778 | 20869 | 20841 | 20797 | 20877 | 20860 | 20949 | 20992 | 21032 | 21274 | 21578 | Saunders County, Nebraska
Scotts Bluff County, Nebraska | Scotts Bluff | 36970 | 36970 | 37057 | 36956 | 36905 | 36853 | 36437 | 36245 | 36420 | 36160 | 35925 | 35618 | Scotts Bluff County, Nebraska
Seward County, Nebraska | Seward | 16750 | 16750 | 16799 | 16705 | 16897 | 16994 | 17012 | 16994 | 17103 | 17203 | 17273 | 17284 | Seward County, Nebraska
Sheridan County, Nebraska | Sheridan | 5469 | 5469 | 5444 | 5360 | 5327 | 5208 | 5250 | 5216 | 5235 | 5268 | 5189 | 5246 | Sheridan County, Nebraska
Sherman County, Nebraska | Sherman | 3152 | 3152 | 3164 | 3102 | 3078 | 3061 | 3034 | 3036 | 3012 | 3074 | 3044 | 3001 | Sherman County, Nebraska
Sioux County, Nebraska | Sioux | 1311 | 1311 | 1311 | 1319 | 1323 | 1330 | 1321 | 1276 | 1259 | 1195 | 1186 | 1166 | Sioux County, Nebraska
Stanton County, Nebraska | Stanton | 6129 | 6128 | 6142 | 6176 | 6091 | 6087 | 6097 | 5944 | 5975 | 5974 | 5970 | 5920 | Stanton County, Nebraska
Thayer County, Nebraska | Thayer | 5228 | 5228 | 5235 | 5170 | 5145 | 5179 | 5213 | 5129 | 5080 | 5034 | 5039 | 5003 | Thayer County, Nebraska
Thomas County, Nebraska | Thomas | 647 | 647 | 647 | 698 | 701 | 705 | 701 | 693 | 722 | 722 | 714 | 722 | Thomas County, Nebraska
Thurston County, Nebraska | Thurston | 6940 | 6939 | 6969 | 6903 | 6925 | 6872 | 6961 | 7073 | 7139 | 7196 | 7274 | 7224 | Thurston County, Nebraska
Valley County, Nebraska | Valley | 4260 | 4260 | 4265 | 4228 | 4216 | 4181 | 4217 | 4168 | 4201 | 4227 | 4197 | 4158 | Valley County, Nebraska
Washington County, Nebraska | Washington | 20234 | 20232 | 19921 | 19918 | 19949 | 19851 | 19930 | 19917 | 20213 | 20328 | 20617 | 20729 | Washington County, Nebraska
Wayne County, Nebraska | Wayne | 9595 | 9592 | 9609 | 9451 | 9499 | 9441 | 9402 | 9366 | 9379 | 9213 | 9318 | 9385 | Wayne County, Nebraska
Webster County, Nebraska | Webster | 3812 | 3812 | 3809 | 3757 | 3734 | 3643 | 3645 | 3592 | 3566 | 3505 | 3534 | 3487 | Webster County, Nebraska
Wheeler County, Nebraska | Wheeler | 818 | 818 | 825 | 815 | 797 | 779 | 786 | 779 | 804 | 815 | 802 | 783 | Wheeler County, Nebraska
York County, Nebraska | York | 13665 | 13665 | 13669 | 13785 | 13835 | 13852 | 13917 | 13797 | 13740 | 13762 | 13748 | 13679 | York County, Nebraska
Churchill County, Nevada | Churchill | 24877 | 24875 | 24818 | 24593 | 24245 | 23927 | 23824 | 23957 | 23904 | 24021 | 24506 | 24909 | Churchill County, Nevada
Clark County, Nevada | Clark | 1951269 | 1951268 | 1952587 | 1961925 | 1989224 | 2017193 | 2053134 | 2096717 | 2138836 | 2181635 | 2226115 | 2266715 | Clark County, Nevada
Douglas County, Nevada | Douglas | 46997 | 47000 | 47037 | 46971 | 46910 | 46935 | 47373 | 47404 | 47834 | 48030 | 48489 | 48905 | Douglas County, Nevada
Elko County, Nevada | Elko | 48818 | 48942 | 49088 | 49442 | 50969 | 52334 | 52531 | 51728 | 52082 | 52357 | 52539 | 52778 | Elko County, Nevada
Esmeralda County, Nevada | Esmeralda | 783 | 784 | 784 | 770 | 791 | 847 | 824 | 830 | 826 | 843 | 827 | 873 | Esmeralda County, Nevada
Eureka County, Nevada | Eureka | 1987 | 1987 | 1990 | 1977 | 1991 | 2049 | 1988 | 2029 | 1936 | 1946 | 1998 | 2029 | Eureka County, Nevada
Humboldt County, Nevada | Humboldt | 16528 | 16521 | 16584 | 16639 | 17071 | 17354 | 17215 | 17017 | 16795 | 16719 | 16778 | 16831 | Humboldt County, Nevada
Lander County, Nevada | Lander | 5775 | 5775 | 5795 | 5839 | 5920 | 6060 | 5968 | 5873 | 5684 | 5579 | 5547 | 5532 | Lander County, Nevada
Lincoln County, Nevada | Lincoln | 5345 | 5339 | 5351 | 5269 | 5371 | 5267 | 5199 | 5136 | 5154 | 5191 | 5237 | 5183 | Lincoln County, Nevada
Lyon County, Nevada | Lyon | 51980 | 51982 | 52045 | 51385 | 50971 | 51090 | 51334 | 51974 | 52707 | 53895 | 55813 | 57510 | Lyon County, Nevada
Mineral County, Nevada | Mineral | 4772 | 4770 | 4786 | 4628 | 4657 | 4553 | 4469 | 4420 | 4376 | 4455 | 4544 | 4505 | Mineral County, Nevada
Nye County, Nevada | Nye | 43946 | 43945 | 43844 | 43976 | 43585 | 42869 | 42840 | 42966 | 43248 | 43977 | 45186 | 46523 | Nye County, Nevada
Pershing County, Nevada | Pershing | 6753 | 6752 | 6737 | 6610 | 6751 | 6842 | 6702 | 6618 | 6576 | 6469 | 6685 | 6725 | Pershing County, Nevada
Storey County, Nevada | Storey | 4010 | 4013 | 3997 | 3905 | 3838 | 3795 | 3803 | 3876 | 3986 | 3976 | 3981 | 4123 | Storey County, Nevada
Washoe County, Nevada | Washoe | 421407 | 421429 | 421954 | 423996 | 427370 | 431083 | 436307 | 442453 | 449723 | 456629 | 464354 | 471519 | Washoe County, Nevada
White Pine County, Nevada | White Pine | 10030 | 10026 | 10027 | 10129 | 10020 | 10046 | 10035 | 9873 | 9749 | 9651 | 9540 | 9580 | White Pine County, Nevada
Carson City, Nevada | #VALUE! | 55274 | 55269 | 54981 | 54676 | 54312 | 53726 | 54082 | 54068 | 54147 | 54532 | 55202 | 55916 | Carson City, Nevada
Belknap County, New Hampshire | Belknap | 60088 | 60075 | 60101 | 60335 | 60438 | 60235 | 60285 | 60370 | 60747 | 60872 | 61145 | 61303 | Belknap County, New Hampshire
Carroll County, New Hampshire | Carroll | 47818 | 47823 | 47826 | 47680 | 47694 | 47520 | 47433 | 47399 | 47497 | 48132 | 48754 | 48910 | Carroll County, New Hampshire
Cheshire County, New Hampshire | Cheshire | 77117 | 77122 | 77058 | 76933 | 76902 | 76712 | 76426 | 76288 | 75975 | 75963 | 75901 | 76085 | Cheshire County, New Hampshire
Coos County, New Hampshire | Coos | 33055 | 33052 | 32970 | 32507 | 31978 | 31949 | 32779 | 32343 | 31916 | 31396 | 31486 | 31563 | Coos County, New Hampshire
Grafton County, New Hampshire | Grafton | 89118 | 89139 | 89130 | 89276 | 89617 | 89894 | 89930 | 89439 | 90004 | 89853 | 89701 | 89886 | Grafton County, New Hampshire
Hillsborough County, New Hampshire | Hillsborough | 400721 | 400706 | 401055 | 402774 | 404344 | 405281 | 407275 | 408985 | 411333 | 413204 | 414630 | 417025 | Hillsborough County, New Hampshire
Merrimack County, New Hampshire | Merrimack | 146445 | 146451 | 146388 | 146867 | 147105 | 147497 | 148161 | 148649 | 149063 | 149830 | 150650 | 151391 | Merrimack County, New Hampshire
Rockingham County, New Hampshire | Rockingham | 295223 | 295204 | 295289 | 296195 | 298157 | 299456 | 301361 | 302691 | 304377 | 306669 | 308287 | 309769 | Rockingham County, New Hampshire
Strafford County, New Hampshire | Strafford | 123143 | 123151 | 123200 | 124133 | 124768 | 125029 | 126542 | 127038 | 128311 | 129841 | 129797 | 130633 | Strafford County, New Hampshire
Sullivan County, New Hampshire | Sullivan | 43742 | 43739 | 43745 | 43502 | 43229 | 43049 | 43149 | 43148 | 43084 | 43027 | 43114 | 43146 | Sullivan County, New Hampshire
Atlantic County, New Jersey | Atlantic | 274549 | 274525 | 274648 | 274621 | 274629 | 274314 | 272578 | 270153 | 267217 | 265498 | 263989 | 263670 | Atlantic County, New Jersey
Bergen County, New Jersey | Bergen | 905116 | 905107 | 906284 | 911994 | 916255 | 919951 | 923403 | 926391 | 928120 | 932420 | 932816 | 932202 | Bergen County, New Jersey
Burlington County, New Jersey | Burlington | 448734 | 448730 | 449129 | 450187 | 450522 | 448824 | 448168 | 446832 | 445972 | 445610 | 444745 | 445349 | Burlington County, New Jersey
Camden County, New Jersey | Camden | 513657 | 513535 | 513275 | 512585 | 511584 | 509908 | 508316 | 507638 | 507002 | 506224 | 506353 | 506471 | Camden County, New Jersey
Cape May County, New Jersey | Cape May | 97265 | 97257 | 97212 | 96494 | 96228 | 95498 | 94907 | 94160 | 93655 | 93129 | 92446 | 92039 | Cape May County, New Jersey
Cumberland County, New Jersey | Cumberland | 156898 | 156627 | 156699 | 157043 | 156934 | 156098 | 156009 | 154712 | 153233 | 151423 | 150635 | 149527 | Cumberland County, New Jersey
Essex County, New Jersey | Essex | 783969 | 783891 | 784037 | 785551 | 785063 | 786649 | 788726 | 790439 | 792689 | 796349 | 798570 | 798975 | Essex County, New Jersey
Gloucester County, New Jersey | Gloucester | 288288 | 288756 | 289150 | 289687 | 289804 | 289883 | 290680 | 290943 | 290761 | 290961 | 291525 | 291636 | Gloucester County, New Jersey
Hudson County, New Jersey | Hudson | 634266 | 634284 | 635652 | 645634 | 652348 | 657047 | 660240 | 664492 | 668588 | 672826 | 671931 | 672391 | Hudson County, New Jersey
Hunterdon County, New Jersey | Hunterdon | 128349 | 127361 | 127322 | 127330 | 126594 | 126376 | 125835 | 125452 | 124775 | 124712 | 124807 | 124371 | Hunterdon County, New Jersey
Mercer County, New Jersey | Mercer | 366513 | 367485 | 367713 | 367378 | 368554 | 369429 | 368909 | 368124 | 367699 | 368168 | 368188 | 367430 | Mercer County, New Jersey
Middlesex County, New Jersey | Middlesex | 809858 | 810038 | 810758 | 815198 | 819344 | 821743 | 824160 | 825546 | 825457 | 827363 | 826172 | 825062 | Middlesex County, New Jersey
Monmouth County, New Jersey | Monmouth | 630380 | 630362 | 630461 | 629119 | 627641 | 626912 | 625512 | 624079 | 622971 | 621990 | 620459 | 618795 | Monmouth County, New Jersey
Morris County, New Jersey | Morris | 492276 | 492281 | 492617 | 494792 | 495620 | 496030 | 494848 | 494259 | 493801 | 493920 | 493070 | 491845 | Morris County, New Jersey
Ocean County, New Jersey | Ocean | 576567 | 576546 | 577564 | 578876 | 579932 | 582059 | 584447 | 587091 | 590897 | 595424 | 601478 | 607186 | Ocean County, New Jersey
Passaic County, New Jersey | Passaic | 501226 | 501600 | 502023 | 503264 | 503558 | 503857 | 504547 | 504629 | 504147 | 504402 | 503183 | 501826 | Passaic County, New Jersey
Salem County, New Jersey | Salem | 66083 | 66072 | 65980 | 65875 | 65413 | 64786 | 64323 | 63732 | 63203 | 62883 | 62746 | 62385 | Salem County, New Jersey
Somerset County, New Jersey | Somerset | 323444 | 323479 | 324122 | 326249 | 327407 | 329047 | 329329 | 329626 | 329875 | 330573 | 330181 | 328934 | Somerset County, New Jersey
Sussex County, New Jersey | Sussex | 149265 | 148936 | 148855 | 148167 | 146979 | 145639 | 144593 | 143004 | 141925 | 141197 | 140801 | 140488 | Sussex County, New Jersey
Union County, New Jersey | Union | 536499 | 536464 | 537369 | 539931 | 542970 | 546025 | 548014 | 549905 | 552781 | 554738 | 556402 | 556341 | Union County, New Jersey
Warren County, New Jersey | Warren | 108692 | 108642 | 108576 | 108142 | 107563 | 106897 | 106981 | 106742 | 106059 | 105715 | 105528 | 105267 | Warren County, New Jersey
Bernalillo County, New Mexico | Bernalillo | 662564 | 662477 | 663923 | 670283 | 673615 | 676326 | 675957 | 676248 | 677683 | 678203 | 678034 | 679121 | Bernalillo County, New Mexico
Catron County, New Mexico | Catron | 3725 | 3727 | 3748 | 3716 | 3635 | 3586 | 3547 | 3476 | 3518 | 3553 | 3554 | 3527 | Catron County, New Mexico
Chaves County, New Mexico | Chaves | 65645 | 65648 | 65720 | 65720 | 65765 | 66009 | 65809 | 65825 | 65646 | 65080 | 64554 | 64615 | Chaves County, New Mexico
Cibola County, New Mexico | Cibola | 27213 | 27215 | 27315 | 27489 | 27418 | 27414 | 27155 | 27044 | 27049 | 26921 | 26766 | 26675 | Cibola County, New Mexico
Colfax County, New Mexico | Colfax | 13750 | 13751 | 13725 | 13618 | 13246 | 13068 | 12703 | 12429 | 12250 | 12151 | 12071 | 11941 | Colfax County, New Mexico
Curry County, New Mexico | Curry | 48376 | 48376 | 48971 | 49819 | 50806 | 50775 | 51109 | 50290 | 50283 | 49794 | 49338 | 48954 | Curry County, New Mexico
De Baca County, New Mexico | De Baca | 2022 | 2024 | 2031 | 2000 | 1957 | 1928 | 1861 | 1873 | 1835 | 1805 | 1779 | 1748 | De Baca County, New Mexico
Doña Ana County, New Mexico | Doña Ana | 209233 | 209217 | 210097 | 213126 | 214450 | 214288 | 213933 | 214034 | 214663 | 216174 | 217278 | 218195 | Doña Ana County, New Mexico
Eddy County, New Mexico | Eddy | 53829 | 53828 | 53909 | 54070 | 54419 | 55662 | 56682 | 57715 | 57650 | 57108 | 57729 | 58460 | Eddy County, New Mexico
Grant County, New Mexico | Grant | 29514 | 29512 | 29383 | 29346 | 29257 | 29104 | 28871 | 28364 | 28040 | 27642 | 27303 | 26998 | Grant County, New Mexico
Guadalupe County, New Mexico | Guadalupe | 4687 | 4688 | 4695 | 4625 | 4591 | 4531 | 4442 | 4350 | 4369 | 4410 | 4334 | 4300 | Guadalupe County, New Mexico
Harding County, New Mexico | Harding | 695 | 695 | 690 | 713 | 700 | 691 | 693 | 719 | 687 | 684 | 650 | 625 | Harding County, New Mexico
Hidalgo County, New Mexico | Hidalgo | 4894 | 4898 | 4864 | 4843 | 4780 | 4624 | 4549 | 4436 | 4324 | 4298 | 4231 | 4198 | Hidalgo County, New Mexico
Lea County, New Mexico | Lea | 64727 | 64726 | 64598 | 65126 | 66362 | 68613 | 70165 | 71476 | 70249 | 69046 | 69543 | 71070 | Lea County, New Mexico
Lincoln County, New Mexico | Lincoln | 20497 | 20493 | 20450 | 20406 | 20194 | 19976 | 19597 | 19352 | 19397 | 19468 | 19518 | 19572 | Lincoln County, New Mexico
Los Alamos County, New Mexico | Los Alamos | 17950 | 17950 | 17994 | 18229 | 18234 | 17947 | 17803 | 17817 | 18209 | 18742 | 18988 | 19369 | Los Alamos County, New Mexico
Luna County, New Mexico | Luna | 25095 | 25095 | 25081 | 25106 | 24921 | 24592 | 24428 | 24367 | 24362 | 24100 | 23877 | 23709 | Luna County, New Mexico
McKinley County, New Mexico | McKinley | 71492 | 71485 | 71673 | 72332 | 72365 | 72665 | 72796 | 73462 | 73028 | 72423 | 71911 | 71367 | McKinley County, New Mexico
Mora County, New Mexico | Mora | 4881 | 4881 | 4893 | 4781 | 4684 | 4695 | 4613 | 4609 | 4533 | 4530 | 4487 | 4521 | Mora County, New Mexico
Otero County, New Mexico | Otero | 63797 | 63832 | 64403 | 65642 | 66208 | 66304 | 65336 | 64768 | 65647 | 66121 | 66659 | 67490 | Otero County, New Mexico
Quay County, New Mexico | Quay | 9041 | 9040 | 9064 | 9045 | 8808 | 8675 | 8465 | 8445 | 8390 | 8299 | 8242 | 8253 | Quay County, New Mexico
Rio Arriba County, New Mexico | Rio Arriba | 40246 | 40220 | 40286 | 40244 | 40195 | 40064 | 39736 | 39370 | 39245 | 39235 | 39023 | 38921 | Rio Arriba County, New Mexico
Roosevelt County, New Mexico | Roosevelt | 19846 | 19840 | 20018 | 20430 | 20318 | 20021 | 19647 | 19137 | 19145 | 18900 | 18759 | 18500 | Roosevelt County, New Mexico
Sandoval County, New Mexico | Sandoval | 131561 | 131621 | 132431 | 134326 | 135380 | 136311 | 137023 | 138521 | 140464 | 142689 | 145096 | 146748 | Sandoval County, New Mexico
San Juan County, New Mexico | San Juan | 130044 | 130045 | 130203 | 129711 | 129756 | 129467 | 129084 | 128246 | 127954 | 126917 | 125499 | 123958 | San Juan County, New Mexico
San Miguel County, New Mexico | San Miguel | 29393 | 29375 | 29393 | 29352 | 29091 | 28819 | 28493 | 28215 | 28005 | 27715 | 27480 | 27277 | San Miguel County, New Mexico
Santa Fe County, New Mexico | Santa Fe | 144170 | 144232 | 144522 | 145847 | 146722 | 147465 | 147782 | 148098 | 148758 | 149491 | 149761 | 150358 | Santa Fe County, New Mexico
Sierra County, New Mexico | Sierra | 11988 | 11996 | 12041 | 12023 | 11854 | 11524 | 11264 | 11236 | 11117 | 11064 | 10949 | 10791 | Sierra County, New Mexico
Socorro County, New Mexico | Socorro | 17866 | 17861 | 17791 | 17775 | 17475 | 17509 | 17258 | 17152 | 16964 | 16832 | 16704 | 16637 | Socorro County, New Mexico
Taos County, New Mexico | Taos | 32937 | 32933 | 32895 | 32890 | 32759 | 32957 | 32963 | 32797 | 32922 | 32790 | 32699 | 32723 | Taos County, New Mexico
Torrance County, New Mexico | Torrance | 16383 | 16380 | 16404 | 16447 | 16155 | 15825 | 15666 | 15596 | 15491 | 15535 | 15512 | 15461 | Torrance County, New Mexico
Union County, New Mexico | Union | 4549 | 4553 | 4541 | 4410 | 4400 | 4347 | 4246 | 4163 | 4154 | 4180 | 4108 | 4059 | Union County, New Mexico
Valencia County, New Mexico | Valencia | 76569 | 76585 | 76800 | 76960 | 76789 | 76491 | 75892 | 75661 | 75599 | 75884 | 76305 | 76688 | Valencia County, New Mexico
Albany County, New York | Albany | 304204 | 304208 | 304086 | 304596 | 305723 | 306589 | 307151 | 307433 | 307597 | 307717 | 306585 | 305506 | Albany County, New York
Allegany County, New York | Allegany | 48946 | 48923 | 48971 | 48800 | 48210 | 47900 | 47652 | 47334 | 47044 | 46639 | 46332 | 46091 | Allegany County, New York
Bronx County, New York | Bronx | 1385108 | 1384580 | 1387298 | 1397335 | 1411496 | 1421928 | 1430942 | 1440005 | 1444417 | 1440625 | 1432087 | 1418207 | Bronx County, New York
Broome County, New York | Broome | 200600 | 200675 | 200481 | 199363 | 198667 | 197914 | 197251 | 195928 | 194498 | 193100 | 191925 | 190488 | Broome County, New York
Cattaraugus County, New York | Cattaraugus | 80317 | 80337 | 80218 | 79815 | 79348 | 78996 | 78677 | 77926 | 77658 | 77176 | 76726 | 76117 | Cattaraugus County, New York
Cayuga County, New York | Cayuga | 80026 | 80008 | 79895 | 79693 | 79505 | 79088 | 78762 | 78298 | 77674 | 77457 | 77121 | 76576 | Cayuga County, New York
Chautauqua County, New York | Chautauqua | 134905 | 134907 | 134725 | 134209 | 133304 | 132852 | 131751 | 130529 | 129206 | 128372 | 127472 | 126903 | Chautauqua County, New York
Chemung County, New York | Chemung | 88830 | 88847 | 88895 | 88899 | 89137 | 88199 | 87177 | 86705 | 85644 | 84736 | 83935 | 83456 | Chemung County, New York
Chenango County, New York | Chenango | 50477 | 50511 | 50399 | 50182 | 49883 | 49477 | 49319 | 48772 | 48315 | 47805 | 47445 | 47207 | Chenango County, New York
Clinton County, New York | Clinton | 82128 | 82131 | 82096 | 81728 | 81714 | 81523 | 81463 | 80718 | 80500 | 80531 | 80679 | 80485 | Clinton County, New York
Columbia County, New York | Columbia | 63096 | 63066 | 63036 | 62528 | 62449 | 62170 | 61942 | 61434 | 60835 | 60338 | 59785 | 59461 | Columbia County, New York
Cortland County, New York | Cortland | 49336 | 49290 | 49279 | 49380 | 49023 | 48905 | 48740 | 48290 | 47915 | 47815 | 47722 | 47581 | Cortland County, New York
Delaware County, New York | Delaware | 47980 | 47962 | 47888 | 47584 | 47215 | 46803 | 46562 | 45891 | 45393 | 45028 | 44526 | 44135 | Delaware County, New York
Dutchess County, New York | Dutchess | 297488 | 297454 | 297728 | 298133 | 297023 | 296268 | 295127 | 294039 | 293029 | 293545 | 293939 | 294218 | Dutchess County, New York
Erie County, New York | Erie | 919040 | 919134 | 919152 | 919843 | 919906 | 920869 | 921755 | 920644 | 918678 | 919034 | 919717 | 918702 | Erie County, New York
Essex County, New York | Essex | 39370 | 39373 | 39360 | 39271 | 38875 | 38601 | 38323 | 37965 | 37671 | 37487 | 37288 | 36885 | Essex County, New York
Franklin County, New York | Franklin | 51599 | 51601 | 51645 | 51545 | 51791 | 51212 | 51096 | 50540 | 51081 | 50465 | 50279 | 50022 | Franklin County, New York
Fulton County, New York | Fulton | 55531 | 55513 | 55455 | 55112 | 54845 | 54345 | 53932 | 53801 | 53610 | 53802 | 53633 | 53383 | Fulton County, New York
Genesee County, New York | Genesee | 60079 | 59934 | 59928 | 59880 | 59672 | 59112 | 58725 | 58462 | 58013 | 57798 | 57487 | 57280 | Genesee County, New York
Greene County, New York | Greene | 49221 | 49214 | 49139 | 48857 | 48587 | 48308 | 47964 | 47616 | 47494 | 47442 | 47381 | 47188 | Greene County, New York
Hamilton County, New York | Hamilton | 4836 | 4841 | 4851 | 4826 | 4803 | 4766 | 4700 | 4699 | 4556 | 4471 | 4432 | 4416 | Hamilton County, New York
Herkimer County, New York | Herkimer | 64519 | 64469 | 64470 | 64386 | 64227 | 63883 | 63384 | 62652 | 62436 | 62163 | 61713 | 61319 | Herkimer County, New York
Jefferson County, New York | Jefferson | 116229 | 116232 | 116592 | 117752 | 120235 | 118490 | 117971 | 116371 | 112980 | 113157 | 111866 | 109834 | Jefferson County, New York
Kings County, New York | Kings | 2504700 | 2504721 | 2509828 | 2540817 | 2568450 | 2587684 | 2601513 | 2608794 | 2608423 | 2594676 | 2578074 | 2559903 | Kings County, New York
Lewis County, New York | Lewis | 27087 | 27090 | 27077 | 27027 | 27196 | 27098 | 27089 | 26827 | 26647 | 26605 | 26486 | 26296 | Lewis County, New York
Livingston County, New York | Livingston | 65393 | 65206 | 65240 | 64849 | 64796 | 64627 | 64585 | 64344 | 64000 | 63483 | 63213 | 62914 | Livingston County, New York
Madison County, New York | Madison | 73442 | 73452 | 73440 | 72887 | 72414 | 72457 | 72210 | 71636 | 71387 | 70942 | 71117 | 70941 | Madison County, New York
Monroe County, New York | Monroe | 744344 | 744394 | 744580 | 746751 | 747344 | 748290 | 747364 | 745577 | 743770 | 742724 | 742864 | 741770 | Monroe County, New York
Montgomery County, New York | Montgomery | 50219 | 50264 | 50307 | 49911 | 49829 | 49743 | 49679 | 49564 | 49169 | 49163 | 49394 | 49221 | Montgomery County, New York
Nassau County, New York | Nassau | 1339532 | 1339880 | 1341669 | 1346223 | 1349616 | 1352193 | 1354705 | 1354840 | 1355952 | 1357293 | 1357534 | 1356924 | Nassau County, New York
New York County, New York | New York | 1585873 | 1586381 | 1588767 | 1608293 | 1623911 | 1627491 | 1630678 | 1636063 | 1635443 | 1630698 | 1629055 | 1628706 | New York County, New York
Niagara County, New York | Niagara | 216469 | 216480 | 216475 | 215719 | 214713 | 214105 | 213305 | 212358 | 211554 | 210848 | 210060 | 209281 | Niagara County, New York
Oneida County, New York | Oneida | 234878 | 234860 | 234756 | 234218 | 233765 | 233347 | 232598 | 231264 | 230375 | 230011 | 229474 | 228671 | Oneida County, New York
Onondaga County, New York | Onondaga | 467026 | 467067 | 467533 | 467614 | 467030 | 468146 | 467285 | 466277 | 464109 | 461795 | 461649 | 460528 | Onondaga County, New York
Ontario County, New York | Ontario | 107931 | 108099 | 108176 | 108599 | 108611 | 109044 | 109334 | 109271 | 109229 | 109538 | 109738 | 109777 | Ontario County, New York
Orange County, New York | Orange | 372813 | 372826 | 373445 | 374097 | 373699 | 374320 | 374845 | 375803 | 377799 | 379758 | 382126 | 384940 | Orange County, New York
Orleans County, New York | Orleans | 42883 | 42890 | 42851 | 42648 | 42391 | 42229 | 41861 | 41481 | 41247 | 40786 | 40655 | 40352 | Orleans County, New York
Oswego County, New York | Oswego | 122109 | 122105 | 122137 | 121981 | 121458 | 121170 | 120590 | 119735 | 118895 | 118427 | 117515 | 117124 | Oswego County, New York
Otsego County, New York | Otsego | 62259 | 62278 | 62259 | 61971 | 61747 | 61614 | 60950 | 60504 | 60132 | 59920 | 59810 | 59493 | Otsego County, New York
Putnam County, New York | Putnam | 99710 | 99654 | 99667 | 99827 | 99625 | 99572 | 99438 | 99185 | 98761 | 98856 | 98814 | 98320 | Putnam County, New York
Queens County, New York | Queens | 2230722 | 2230619 | 2234701 | 2255482 | 2272222 | 2287185 | 2298736 | 2305838 | 2306830 | 2295808 | 2274605 | 2253858 | Queens County, New York
Rensselaer County, New York | Rensselaer | 159429 | 159433 | 159340 | 159589 | 159437 | 159545 | 159666 | 159436 | 159294 | 159200 | 159283 | 158714 | Rensselaer County, New York
Richmond County, New York | Richmond | 468730 | 468730 | 469615 | 471021 | 470614 | 471803 | 471937 | 472349 | 474040 | 475671 | 476260 | 476143 | Richmond County, New York
Rockland County, New York | Rockland | 311687 | 311691 | 312499 | 315452 | 317196 | 319284 | 321119 | 322919 | 323258 | 324622 | 325522 | 325789 | Rockland County, New York
St Lawrence County, New York | St Lawrence | 111944 | 111940 | 111812 | 112277 | 112355 | 111931 | 111437 | 110348 | 109449 | 108699 | 108327 | 107740 | St Lawrence County, New York
Saratoga County, New York | Saratoga | 219607 | 219598 | 220109 | 221111 | 222483 | 224087 | 224513 | 226078 | 227122 | 229276 | 230170 | 229863 | Saratoga County, New York
Schenectady County, New York | Schenectady | 154727 | 154751 | 154861 | 154864 | 155016 | 154944 | 155016 | 154733 | 154475 | 154710 | 155079 | 155299 | Schenectady County, New York
Schoharie County, New York | Schoharie | 32749 | 32723 | 32686 | 32618 | 32039 | 31900 | 31767 | 31405 | 31304 | 31255 | 31146 | 30999 | Schoharie County, New York
Schuyler County, New York | Schuyler | 18343 | 18362 | 18334 | 18413 | 18498 | 18382 | 18176 | 18027 | 17967 | 17913 | 17884 | 17807 | Schuyler County, New York
Seneca County, New York | Seneca | 35251 | 35248 | 35266 | 35380 | 35388 | 35250 | 34879 | 34801 | 34710 | 34246 | 34179 | 34016 | Seneca County, New York
Steuben County, New York | Steuben | 98990 | 98982 | 99005 | 99148 | 98925 | 98843 | 98165 | 97551 | 96958 | 96360 | 95860 | 95379 | Steuben County, New York
Suffolk County, New York | Suffolk | 1493350 | 1493116 | 1494339 | 1498892 | 1496982 | 1497346 | 1495525 | 1491967 | 1486406 | 1483358 | 1480830 | 1476601 | Suffolk County, New York
Sullivan County, New York | Sullivan | 77547 | 77501 | 77476 | 77053 | 76931 | 76945 | 75634 | 74832 | 74922 | 74994 | 75399 | 75432 | Sullivan County, New York
Tioga County, New York | Tioga | 51125 | 51049 | 51008 | 50875 | 50278 | 50103 | 49824 | 49355 | 48824 | 48609 | 48441 | 48203 | Tioga County, New York
Tompkins County, New York | Tompkins | 101564 | 101592 | 101740 | 101821 | 102726 | 103553 | 103391 | 103006 | 102942 | 102664 | 102419 | 102180 | Tompkins County, New York
Ulster County, New York | Ulster | 182493 | 182519 | 182418 | 182448 | 181538 | 180698 | 180400 | 179658 | 179042 | 178635 | 178418 | 177573 | Ulster County, New York
Warren County, New York | Warren | 65707 | 65692 | 65665 | 65736 | 65417 | 65083 | 64866 | 64420 | 64438 | 64365 | 64215 | 63944 | Warren County, New York
Washington County, New York | Washington | 63216 | 63254 | 63356 | 63091 | 63003 | 62765 | 62475 | 62246 | 61795 | 61559 | 61274 | 61204 | Washington County, New York
Wayne County, New York | Wayne | 93772 | 93751 | 93751 | 93256 | 93029 | 92339 | 91801 | 91291 | 90758 | 90429 | 90200 | 89918 | Wayne County, New York
Westchester County, New York | Westchester | 949113 | 949218 | 950601 | 956262 | 959585 | 964567 | 967044 | 968773 | 970267 | 969689 | 968213 | 967506 | Westchester County, New York
Wyoming County, New York | Wyoming | 42155 | 42154 | 42126 | 41849 | 41700 | 41359 | 41134 | 40930 | 40432 | 40282 | 40023 | 39859 | Wyoming County, New York
Yates County, New York | Yates | 25348 | 25364 | 25376 | 25454 | 25337 | 25207 | 25149 | 25128 | 25059 | 25002 | 24951 | 24913 | Yates County, New York
Alamance County, North Carolina | Alamance | 151131 | 151155 | 151431 | 152692 | 153265 | 154162 | 155384 | 157037 | 160283 | 163276 | 166514 | 169509 | Alamance County, North Carolina
Alexander County, North Carolina | Alexander | 37198 | 37182 | 37233 | 37026 | 36922 | 37012 | 36987 | 36960 | 37133 | 37143 | 37331 | 37497 | Alexander County, North Carolina
Alleghany County, North Carolina | Alleghany | 11155 | 11152 | 11137 | 11016 | 10943 | 10903 | 10891 | 10856 | 10919 | 10988 | 11138 | 11137 | Alleghany County, North Carolina
Anson County, North Carolina | Anson | 26948 | 26929 | 26852 | 26512 | 26309 | 25957 | 25965 | 25602 | 25165 | 24829 | 24470 | 24446 | Anson County, North Carolina
Ashe County, North Carolina | Ashe | 27281 | 27240 | 27228 | 26986 | 26924 | 26840 | 26764 | 26628 | 26600 | 26787 | 27099 | 27203 | Ashe County, North Carolina
Avery County, North Carolina | Avery | 17797 | 17807 | 17799 | 17770 | 17611 | 17654 | 17650 | 17486 | 17442 | 17517 | 17528 | 17557 | Avery County, North Carolina
Beaufort County, North Carolina | Beaufort | 47759 | 47784 | 47822 | 47675 | 47431 | 47382 | 47339 | 47389 | 47369 | 47033 | 47056 | 46994 | Beaufort County, North Carolina
Bertie County, North Carolina | Bertie | 21282 | 21275 | 21245 | 20858 | 20494 | 20326 | 20316 | 20162 | 19423 | 19263 | 19106 | 18947 | Bertie County, North Carolina
Bladen County, North Carolina | Bladen | 35190 | 35170 | 35181 | 34880 | 34807 | 34618 | 34361 | 34083 | 33638 | 33443 | 33151 | 32722 | Bladen County, North Carolina
Brunswick County, North Carolina | Brunswick | 107431 | 107429 | 108069 | 110185 | 112013 | 114922 | 118305 | 122211 | 126304 | 130859 | 136880 | 142820 | Brunswick County, North Carolina
Buncombe County, North Carolina | Buncombe | 238318 | 238330 | 238738 | 241172 | 243655 | 246807 | 249084 | 251954 | 254955 | 257071 | 259259 | 261191 | Buncombe County, North Carolina
Burke County, North Carolina | Burke | 90912 | 90837 | 90580 | 90542 | 89974 | 89354 | 89296 | 89341 | 89451 | 90157 | 90405 | 90485 | Burke County, North Carolina
Cabarrus County, North Carolina | Cabarrus | 178011 | 178121 | 178562 | 181175 | 184340 | 187240 | 191680 | 196396 | 201639 | 206988 | 211597 | 216453 | Cabarrus County, North Carolina
Caldwell County, North Carolina | Caldwell | 83029 | 83058 | 83022 | 82451 | 82081 | 82048 | 81667 | 81518 | 81766 | 81933 | 82026 | 82178 | Caldwell County, North Carolina
Camden County, North Carolina | Camden | 9980 | 9980 | 10009 | 10024 | 10003 | 10116 | 10278 | 10282 | 10397 | 10532 | 10676 | 10867 | Camden County, North Carolina
Carteret County, North Carolina | Carteret | 66469 | 66463 | 66700 | 67418 | 67770 | 68388 | 68629 | 68712 | 68808 | 68921 | 69438 | 69473 | Carteret County, North Carolina
Caswell County, North Carolina | Caswell | 23719 | 23731 | 23750 | 23456 | 23042 | 23093 | 22807 | 22813 | 22755 | 22616 | 22634 | 22604 | Caswell County, North Carolina
Catawba County, North Carolina | Catawba | 154358 | 154717 | 154730 | 154459 | 154693 | 154965 | 155085 | 155527 | 156448 | 157852 | 158687 | 159551 | Catawba County, North Carolina
Chatham County, North Carolina | Chatham | 63505 | 63485 | 63845 | 64109 | 64527 | 65243 | 66669 | 68263 | 69642 | 71189 | 73127 | 74470 | Chatham County, North Carolina
Cherokee County, North Carolina | Cherokee | 27444 | 27447 | 27435 | 27180 | 27034 | 27125 | 27078 | 27102 | 27809 | 27954 | 28369 | 28612 | Cherokee County, North Carolina
Chowan County, North Carolina | Chowan | 14793 | 14793 | 14738 | 14807 | 14695 | 14668 | 14502 | 14248 | 14201 | 14029 | 14065 | 13943 | Chowan County, North Carolina
Clay County, North Carolina | Clay | 10587 | 10590 | 10608 | 10686 | 10654 | 10597 | 10566 | 10623 | 10749 | 11004 | 11124 | 11231 | Clay County, North Carolina
Cleveland County, North Carolina | Cleveland | 98078 | 98032 | 97917 | 97442 | 97317 | 96873 | 97009 | 96850 | 96960 | 97134 | 97519 | 97947 | Cleveland County, North Carolina
Columbus County, North Carolina | Columbus | 58098 | 58124 | 57992 | 57705 | 57534 | 57080 | 56883 | 56675 | 56292 | 56047 | 55819 | 55508 | Columbus County, North Carolina
Craven County, North Carolina | Craven | 103505 | 103498 | 104171 | 104831 | 105319 | 104285 | 104055 | 102853 | 102632 | 102492 | 102338 | 102139 | Craven County, North Carolina
Cumberland County, North Carolina | Cumberland | 319431 | 319431 | 327197 | 330503 | 329985 | 332997 | 332364 | 331203 | 333167 | 330994 | 333430 | 335509 | Cumberland County, North Carolina
Currituck County, North Carolina | Currituck | 23547 | 23547 | 23674 | 23906 | 24025 | 24253 | 24820 | 25106 | 25640 | 26290 | 27016 | 27763 | Currituck County, North Carolina
Dare County, North Carolina | Dare | 33920 | 33920 | 33982 | 34156 | 34383 | 34810 | 34894 | 35468 | 35829 | 36199 | 36607 | 37009 | Dare County, North Carolina
Davidson County, North Carolina | Davidson | 162878 | 162822 | 162840 | 162923 | 163040 | 163295 | 163383 | 163486 | 164270 | 165180 | 166358 | 167609 | Davidson County, North Carolina
Davie County, North Carolina | Davie | 41240 | 41221 | 41254 | 41335 | 41281 | 41435 | 41259 | 41648 | 41921 | 42308 | 42563 | 42846 | Davie County, North Carolina
Duplin County, North Carolina | Duplin | 58505 | 58417 | 58666 | 59216 | 59449 | 59328 | 59432 | 58883 | 59275 | 58943 | 58991 | 58741 | Duplin County, North Carolina
Durham County, North Carolina | Durham | 267587 | 270001 | 271357 | 276563 | 282659 | 288723 | 295137 | 300793 | 307826 | 312153 | 316979 | 321488 | Durham County, North Carolina
Edgecombe County, North Carolina | Edgecombe | 56552 | 56539 | 56619 | 56050 | 55675 | 55422 | 54866 | 53743 | 53283 | 52756 | 51984 | 51472 | Edgecombe County, North Carolina
Forsyth County, North Carolina | Forsyth | 350670 | 350638 | 351374 | 354524 | 357598 | 360594 | 364439 | 367365 | 371260 | 375840 | 379216 | 382295 | Forsyth County, North Carolina
Franklin County, North Carolina | Franklin | 60619 | 60563 | 60835 | 60946 | 61405 | 62074 | 62691 | 63668 | 64676 | 66155 | 67625 | 69685 | Franklin County, North Carolina
Gaston County, North Carolina | Gaston | 206086 | 206098 | 206114 | 206886 | 207903 | 209212 | 210545 | 212919 | 216622 | 219656 | 222630 | 224529 | Gaston County, North Carolina
Gates County, North Carolina | Gates | 12197 | 12185 | 12165 | 12043 | 11890 | 11703 | 11633 | 11531 | 11569 | 11514 | 11563 | 11562 | Gates County, North Carolina
Graham County, North Carolina | Graham | 8861 | 8858 | 8867 | 8811 | 8707 | 8719 | 8621 | 8588 | 8531 | 8524 | 8461 | 8441 | Graham County, North Carolina
Granville County, North Carolina | Granville | 59916 | 57538 | 57673 | 57503 | 57557 | 57762 | 57995 | 58162 | 58684 | 59372 | 59979 | 60443 | Granville County, North Carolina
Greene County, North Carolina | Greene | 21362 | 21353 | 21258 | 21514 | 21191 | 21011 | 21012 | 20950 | 21078 | 20963 | 21106 | 21069 | Greene County, North Carolina
Guilford County, North Carolina | Guilford | 488406 | 488454 | 489618 | 494953 | 500514 | 506400 | 512233 | 517053 | 524265 | 528243 | 532607 | 537174 | Guilford County, North Carolina
Halifax County, North Carolina | Halifax | 54691 | 54624 | 54470 | 54114 | 53732 | 53187 | 52833 | 52182 | 51815 | 51311 | 50634 | 50010 | Halifax County, North Carolina
Harnett County, North Carolina | Harnett | 114678 | 114691 | 115753 | 119178 | 122204 | 125028 | 126685 | 128034 | 130674 | 132395 | 134336 | 135976 | Harnett County, North Carolina
Haywood County, North Carolina | Haywood | 59036 | 59032 | 58932 | 58726 | 58640 | 58962 | 59132 | 59646 | 60405 | 61005 | 61890 | 62317 | Haywood County, North Carolina
Henderson County, North Carolina | Henderson | 106740 | 106719 | 106891 | 107370 | 107768 | 108879 | 110258 | 111847 | 113583 | 115216 | 116500 | 117417 | Henderson County, North Carolina
Hertford County, North Carolina | Hertford | 24669 | 24677 | 24764 | 24718 | 24600 | 24575 | 24582 | 24373 | 24209 | 23923 | 23878 | 23677 | Hertford County, North Carolina
Hoke County, North Carolina | Hoke | 46952 | 46889 | 47496 | 49468 | 50483 | 51155 | 51586 | 52739 | 52981 | 54138 | 54695 | 55234 | Hoke County, North Carolina
Hyde County, North Carolina | Hyde | 5810 | 5817 | 5811 | 5798 | 5689 | 5654 | 5600 | 5426 | 5434 | 5240 | 5026 | 4937 | Hyde County, North Carolina
Iredell County, North Carolina | Iredell | 159437 | 159464 | 159778 | 161037 | 162670 | 164582 | 166498 | 169453 | 172466 | 175634 | 178332 | 181806 | Iredell County, North Carolina
Jackson County, North Carolina | Jackson | 40271 | 40270 | 40368 | 40240 | 40636 | 41001 | 40920 | 41305 | 42622 | 43224 | 43600 | 43938 | Jackson County, North Carolina
Johnston County, North Carolina | Johnston | 168878 | 168878 | 169678 | 172446 | 174383 | 177227 | 180710 | 185104 | 190843 | 196374 | 202692 | 209339 | Johnston County, North Carolina
Jones County, North Carolina | Jones | 10153 | 10167 | 10143 | 10060 | 10071 | 10007 | 9851 | 9777 | 9588 | 9573 | 9613 | 9419 | Jones County, North Carolina
Lee County, North Carolina | Lee | 57866 | 57849 | 57877 | 58531 | 59240 | 59762 | 59401 | 59371 | 59646 | 60403 | 61208 | 61779 | Lee County, North Carolina
Lenoir County, North Carolina | Lenoir | 59495 | 59507 | 59488 | 59411 | 59114 | 58732 | 58255 | 57981 | 57240 | 56622 | 55990 | 55949 | Lenoir County, North Carolina
Lincoln County, North Carolina | Lincoln | 78265 | 78014 | 78134 | 78297 | 78729 | 79111 | 79446 | 80607 | 81229 | 82557 | 84092 | 86111 | Lincoln County, North Carolina
McDowell County, North Carolina | McDowell | 44996 | 45002 | 45102 | 45053 | 44999 | 45021 | 45007 | 44967 | 44866 | 45083 | 45465 | 45756 | McDowell County, North Carolina
Macon County, North Carolina | Macon | 33922 | 33925 | 33959 | 33887 | 33806 | 33738 | 33824 | 34090 | 34262 | 34581 | 35274 | 35858 | Macon County, North Carolina
Madison County, North Carolina | Madison | 20764 | 20782 | 20777 | 20845 | 20882 | 21147 | 21187 | 21146 | 21367 | 21563 | 21665 | 21755 | Madison County, North Carolina
Martin County, North Carolina | Martin | 24505 | 24515 | 24506 | 24186 | 23845 | 23637 | 23435 | 23262 | 23122 | 22763 | 22660 | 22440 | Martin County, North Carolina
Mecklenburg County, North Carolina | Mecklenburg | 919628 | 919664 | 923242 | 943823 | 967063 | 990677 | 1010229 | 1033238 | 1056901 | 1078128 | 1093750 | 1110356 | Mecklenburg County, North Carolina
Mitchell County, North Carolina | Mitchell | 15579 | 15581 | 15512 | 15356 | 15330 | 15282 | 15174 | 15071 | 14996 | 14992 | 14996 | 14964 | Mitchell County, North Carolina
Montgomery County, North Carolina | Montgomery | 27798 | 27782 | 27729 | 27706 | 27522 | 27446 | 27283 | 27438 | 27301 | 27269 | 27077 | 27173 | Montgomery County, North Carolina
Moore County, North Carolina | Moore | 88247 | 88250 | 88594 | 89262 | 90191 | 91366 | 92816 | 94013 | 95405 | 97368 | 98805 | 100880 | Moore County, North Carolina
Nash County, North Carolina | Nash | 95840 | 95829 | 95786 | 95740 | 95187 | 94421 | 94200 | 93786 | 93953 | 94019 | 94094 | 94298 | Nash County, North Carolina
New Hanover County, North Carolina | New Hanover | 202667 | 202683 | 203284 | 205966 | 209045 | 212921 | 215963 | 219422 | 224809 | 228728 | 232256 | 234473 | New Hanover County, North Carolina
Northampton County, North Carolina | Northampton | 22099 | 22106 | 22039 | 21916 | 21285 | 20856 | 20652 | 20533 | 20127 | 19890 | 19698 | 19483 | Northampton County, North Carolina
Onslow County, North Carolina | Onslow | 177772 | 177801 | 186892 | 184993 | 190678 | 192354 | 191822 | 193114 | 192314 | 195066 | 196915 | 197938 | Onslow County, North Carolina
Orange County, North Carolina | Orange | 133801 | 133693 | 133981 | 134825 | 137817 | 139397 | 140321 | 141298 | 142800 | 143626 | 147980 | 148476 | Orange County, North Carolina
Pamlico County, North Carolina | Pamlico | 13144 | 13143 | 13109 | 13244 | 13019 | 12880 | 12872 | 12741 | 12765 | 12638 | 12633 | 12726 | Pamlico County, North Carolina
Pasquotank County, North Carolina | Pasquotank | 40661 | 40661 | 40626 | 40266 | 40378 | 39548 | 39436 | 39384 | 39392 | 39386 | 39583 | 39824 | Pasquotank County, North Carolina
Pender County, North Carolina | Pender | 52217 | 52196 | 52415 | 53175 | 53714 | 54779 | 55900 | 57426 | 58771 | 60719 | 62017 | 63060 | Pender County, North Carolina
Perquimans County, North Carolina | Perquimans | 13453 | 13452 | 13480 | 13498 | 13587 | 13634 | 13538 | 13463 | 13402 | 13439 | 13381 | 13463 | Perquimans County, North Carolina
Person County, North Carolina | Person | 39464 | 39476 | 39411 | 39520 | 39175 | 39239 | 39114 | 39190 | 39270 | 39338 | 39436 | 39490 | Person County, North Carolina
Pitt County, North Carolina | Pitt | 168148 | 168176 | 168863 | 170791 | 172980 | 174380 | 174974 | 176071 | 177171 | 178607 | 179575 | 180742 | Pitt County, North Carolina
Polk County, North Carolina | Polk | 20510 | 20516 | 20475 | 20288 | 20249 | 20388 | 20367 | 20414 | 20414 | 20564 | 20668 | 20724 | Polk County, North Carolina
Randolph County, North Carolina | Randolph | 141752 | 141824 | 141985 | 141858 | 142270 | 142308 | 142474 | 142575 | 143062 | 143037 | 143249 | 143667 | Randolph County, North Carolina
Richmond County, North Carolina | Richmond | 46639 | 46647 | 46635 | 46651 | 46359 | 46133 | 45771 | 45429 | 45012 | 44827 | 44888 | 44829 | Richmond County, North Carolina
Robeson County, North Carolina | Robeson | 134168 | 134229 | 134493 | 135183 | 135462 | 135136 | 134931 | 134460 | 133383 | 132626 | 131884 | 130625 | Robeson County, North Carolina
Rockingham County, North Carolina | Rockingham | 93643 | 93645 | 93661 | 93284 | 92691 | 91896 | 91790 | 91657 | 91308 | 90791 | 90617 | 91010 | Rockingham County, North Carolina
Rowan County, North Carolina | Rowan | 138428 | 138494 | 138331 | 137805 | 137511 | 137690 | 138080 | 138497 | 139410 | 140356 | 141128 | 142088 | Rowan County, North Carolina
Rutherford County, North Carolina | Rutherford | 67810 | 67819 | 67740 | 67416 | 67215 | 66847 | 66561 | 66375 | 66286 | 66529 | 66775 | 67029 | Rutherford County, North Carolina
Sampson County, North Carolina | Sampson | 63431 | 63471 | 63532 | 63514 | 63708 | 63898 | 63796 | 63559 | 63225 | 63263 | 63345 | 63531 | Sampson County, North Carolina
Scotland County, North Carolina | Scotland | 36157 | 36160 | 36062 | 36275 | 36093 | 35911 | 35656 | 35321 | 35309 | 35174 | 34751 | 34823 | Scotland County, North Carolina
Stanly County, North Carolina | Stanly | 60585 | 60586 | 60579 | 60530 | 60462 | 60633 | 60618 | 60622 | 60826 | 61505 | 62180 | 62806 | Stanly County, North Carolina
Stokes County, North Carolina | Stokes | 47401 | 47413 | 47344 | 47142 | 46731 | 46514 | 46323 | 46159 | 45920 | 45724 | 45511 | 45591 | Stokes County, North Carolina
Surry County, North Carolina | Surry | 73673 | 73749 | 73775 | 73496 | 73295 | 72643 | 72487 | 71998 | 72008 | 72107 | 71959 | 71783 | Surry County, North Carolina
Swain County, North Carolina | Swain | 13981 | 13978 | 14006 | 14007 | 14053 | 13977 | 14238 | 14326 | 14190 | 14263 | 14249 | 14271 | Swain County, North Carolina
Transylvania County, North Carolina | Transylvania | 33090 | 33089 | 33085 | 32807 | 32835 | 32827 | 32952 | 33157 | 33393 | 33767 | 34173 | 34385 | Transylvania County, North Carolina
Tyrrell County, North Carolina | Tyrrell | 4407 | 4407 | 4415 | 4337 | 4122 | 4104 | 4120 | 4139 | 4024 | 4180 | 4115 | 4016 | Tyrrell County, North Carolina
Union County, North Carolina | Union | 201292 | 201332 | 202109 | 204888 | 208069 | 212200 | 217689 | 221949 | 226279 | 231350 | 235830 | 239859 | Union County, North Carolina
Vance County, North Carolina | Vance | 45422 | 45408 | 45289 | 45288 | 45093 | 44491 | 44517 | 44459 | 44485 | 44281 | 44635 | 44535 | Vance County, North Carolina
Wake County, North Carolina | Wake | 900993 | 901052 | 906870 | 928787 | 952060 | 974198 | 997788 | 1022319 | 1048335 | 1071706 | 1091273 | 1111761 | Wake County, North Carolina
Warren County, North Carolina | Warren | 20972 | 21028 | 20987 | 20998 | 20764 | 20600 | 20385 | 20207 | 19884 | 19849 | 19819 | 19731 | Warren County, North Carolina
Washington County, North Carolina | Washington | 13228 | 13193 | 13119 | 12904 | 12662 | 12669 | 12476 | 12247 | 12070 | 11944 | 11769 | 11580 | Washington County, North Carolina
Watauga County, North Carolina | Watauga | 51079 | 51061 | 50972 | 51626 | 52062 | 52295 | 52395 | 53093 | 54140 | 55181 | 56034 | 56177 | Watauga County, North Carolina
Wayne County, North Carolina | Wayne | 122623 | 122661 | 122886 | 124038 | 124559 | 124587 | 124586 | 124342 | 124269 | 123034 | 123237 | 123131 | Wayne County, North Carolina
Wilkes County, North Carolina | Wilkes | 69340 | 69310 | 69264 | 68948 | 68906 | 68609 | 68414 | 68298 | 68581 | 68489 | 68563 | 68412 | Wilkes County, North Carolina
Wilson County, North Carolina | Wilson | 81234 | 81224 | 81294 | 81155 | 81396 | 81189 | 81007 | 81240 | 81307 | 81436 | 81392 | 81801 | Wilson County, North Carolina
Yadkin County, North Carolina | Yadkin | 38406 | 38409 | 38433 | 38342 | 38144 | 38063 | 37846 | 37619 | 37653 | 37588 | 37481 | 37667 | Yadkin County, North Carolina
Yancey County, North Carolina | Yancey | 17818 | 17817 | 17805 | 17690 | 17624 | 17549 | 17542 | 17550 | 17610 | 17697 | 17873 | 18069 | Yancey County, North Carolina
Adams County, North Dakota | Adams | 2343 | 2343 | 2350 | 2311 | 2333 | 2391 | 2388 | 2397 | 2344 | 2324 | 2276 | 2216 | Adams County, North Dakota
Barnes County, North Dakota | Barnes | 11066 | 11064 | 11065 | 11113 | 11006 | 11115 | 11062 | 11008 | 10899 | 10679 | 10527 | 10415 | Barnes County, North Dakota
Benson County, North Dakota | Benson | 6660 | 6660 | 6677 | 6688 | 6771 | 6899 | 6885 | 6820 | 6840 | 6916 | 6958 | 6832 | Benson County, North Dakota
Billings County, North Dakota | Billings | 783 | 784 | 783 | 844 | 919 | 912 | 920 | 948 | 948 | 922 | 918 | 928 | Billings County, North Dakota
Bottineau County, North Dakota | Bottineau | 6429 | 6429 | 6440 | 6499 | 6606 | 6738 | 6684 | 6734 | 6573 | 6522 | 6398 | 6282 | Bottineau County, North Dakota
Bowman County, North Dakota | Bowman | 3151 | 3151 | 3143 | 3143 | 3211 | 3214 | 3238 | 3277 | 3222 | 3150 | 3067 | 3024 | Bowman County, North Dakota
Burke County, North Dakota | Burke | 1968 | 1968 | 1971 | 2062 | 2182 | 2305 | 2261 | 2344 | 2227 | 2128 | 2094 | 2115 | Burke County, North Dakota
Burleigh County, North Dakota | Burleigh | 81308 | 81308 | 81701 | 83295 | 85748 | 88422 | 90510 | 93211 | 94606 | 95247 | 95276 | 95626 | Burleigh County, North Dakota
Cass County, North Dakota | Cass | 149778 | 149778 | 150308 | 153301 | 157416 | 162837 | 166552 | 170722 | 174189 | 177745 | 180294 | 181923 | Cass County, North Dakota
Cavalier County, North Dakota | Cavalier | 3993 | 3994 | 3987 | 3946 | 3923 | 3856 | 3847 | 3827 | 3824 | 3793 | 3811 | 3762 | Cavalier County, North Dakota
Dickey County, North Dakota | Dickey | 5289 | 5287 | 5278 | 5254 | 5220 | 5194 | 5101 | 5054 | 4987 | 4848 | 4931 | 4872 | Dickey County, North Dakota
Divide County, North Dakota | Divide | 2071 | 2071 | 2080 | 2143 | 2248 | 2327 | 2428 | 2459 | 2391 | 2295 | 2264 | 2264 | Divide County, North Dakota
Dunn County, North Dakota | Dunn | 3536 | 3536 | 3536 | 3724 | 3958 | 4140 | 4375 | 4578 | 4372 | 4274 | 4328 | 4424 | Dunn County, North Dakota
Eddy County, North Dakota | Eddy | 2385 | 2385 | 2385 | 2346 | 2350 | 2367 | 2329 | 2305 | 2288 | 2315 | 2309 | 2287 | Eddy County, North Dakota
Emmons County, North Dakota | Emmons | 3550 | 3545 | 3531 | 3506 | 3470 | 3476 | 3412 | 3397 | 3338 | 3298 | 3278 | 3241 | Emmons County, North Dakota
Foster County, North Dakota | Foster | 3343 | 3337 | 3343 | 3343 | 3380 | 3355 | 3337 | 3325 | 3309 | 3249 | 3207 | 3210 | Foster County, North Dakota
Golden Valley County, North Dakota | Golden Valley | 1680 | 1680 | 1682 | 1758 | 1806 | 1825 | 1852 | 1879 | 1857 | 1779 | 1763 | 1761 | Golden Valley County, North Dakota
Grand Forks County, North Dakota | Grand Forks | 66861 | 66864 | 66994 | 66654 | 67582 | 69102 | 69764 | 70352 | 70473 | 70489 | 70355 | 69451 | Grand Forks County, North Dakota
Grant County, North Dakota | Grant | 2394 | 2394 | 2394 | 2359 | 2350 | 2393 | 2374 | 2396 | 2379 | 2363 | 2354 | 2274 | Grant County, North Dakota
Griggs County, North Dakota | Griggs | 2420 | 2421 | 2416 | 2370 | 2345 | 2284 | 2291 | 2288 | 2258 | 2244 | 2228 | 2231 | Griggs County, North Dakota
Hettinger County, North Dakota | Hettinger | 2477 | 2478 | 2476 | 2504 | 2542 | 2644 | 2627 | 2657 | 2597 | 2479 | 2503 | 2499 | Hettinger County, North Dakota
Kidder County, North Dakota | Kidder | 2435 | 2435 | 2447 | 2442 | 2447 | 2444 | 2448 | 2449 | 2475 | 2471 | 2453 | 2480 | Kidder County, North Dakota
LaMoure County, North Dakota | LaMoure | 4139 | 4141 | 4130 | 4095 | 4085 | 4101 | 4096 | 4136 | 4113 | 4101 | 4075 | 4046 | LaMoure County, North Dakota
Logan County, North Dakota | Logan | 1990 | 1988 | 1998 | 1972 | 1941 | 1932 | 1941 | 1927 | 1930 | 1919 | 1887 | 1850 | Logan County, North Dakota
McHenry County, North Dakota | McHenry | 5395 | 5392 | 5402 | 5501 | 5800 | 5908 | 5977 | 5975 | 5970 | 5890 | 5808 | 5745 | McHenry County, North Dakota
McIntosh County, North Dakota | McIntosh | 2809 | 2813 | 2800 | 2758 | 2750 | 2738 | 2745 | 2717 | 2599 | 2608 | 2566 | 2497 | McIntosh County, North Dakota
McKenzie County, North Dakota | McKenzie | 6360 | 6359 | 6412 | 7011 | 7978 | 9278 | 10979 | 12794 | 12572 | 12688 | 13594 | 15024 | McKenzie County, North Dakota
McLean County, North Dakota | McLean | 8962 | 8962 | 8998 | 9081 | 9385 | 9464 | 9553 | 9664 | 9643 | 9636 | 9529 | 9450 | McLean County, North Dakota
Mercer County, North Dakota | Mercer | 8424 | 8424 | 8419 | 8425 | 8475 | 8589 | 8712 | 8786 | 8616 | 8457 | 8266 | 8187 | Mercer County, North Dakota
Morton County, North Dakota | Morton | 27471 | 27469 | 27570 | 27721 | 28083 | 28929 | 29777 | 30249 | 30732 | 30938 | 31058 | 31364 | Morton County, North Dakota
Mountrail County, North Dakota | Mountrail | 7673 | 7663 | 7708 | 8103 | 8739 | 9340 | 9751 | 10311 | 10234 | 10276 | 10239 | 10545 | Mountrail County, North Dakota
Nelson County, North Dakota | Nelson | 3126 | 3126 | 3121 | 3059 | 3055 | 3052 | 3014 | 2914 | 2889 | 2902 | 2885 | 2879 | Nelson County, North Dakota
Oliver County, North Dakota | Oliver | 1846 | 1848 | 1841 | 1849 | 1848 | 1889 | 1868 | 1865 | 1895 | 1930 | 1945 | 1959 | Oliver County, North Dakota
Pembina County, North Dakota | Pembina | 7413 | 7403 | 7402 | 7354 | 7220 | 7098 | 7068 | 7031 | 7046 | 6962 | 6895 | 6801 | Pembina County, North Dakota
Pierce County, North Dakota | Pierce | 4357 | 4359 | 4360 | 4367 | 4446 | 4419 | 4364 | 4273 | 4216 | 4096 | 4070 | 3975 | Pierce County, North Dakota
Ramsey County, North Dakota | Ramsey | 11451 | 11451 | 11450 | 11523 | 11584 | 11579 | 11615 | 11664 | 11557 | 11596 | 11580 | 11519 | Ramsey County, North Dakota
Ransom County, North Dakota | Ransom | 5457 | 5457 | 5440 | 5432 | 5470 | 5496 | 5442 | 5451 | 5375 | 5303 | 5224 | 5218 | Ransom County, North Dakota
Renville County, North Dakota | Renville | 2470 | 2470 | 2484 | 2497 | 2556 | 2613 | 2573 | 2551 | 2517 | 2455 | 2358 | 2327 | Renville County, North Dakota
Richland County, North Dakota | Richland | 16321 | 16321 | 16327 | 16265 | 16224 | 16291 | 16345 | 16286 | 16289 | 16287 | 16229 | 16177 | Richland County, North Dakota
Rolette County, North Dakota | Rolette | 13937 | 13939 | 14007 | 14193 | 14403 | 14680 | 14733 | 14698 | 14716 | 14614 | 14349 | 14176 | Rolette County, North Dakota
Sargent County, North Dakota | Sargent | 3829 | 3829 | 3812 | 3792 | 3893 | 3879 | 3920 | 3866 | 3883 | 3862 | 3851 | 3898 | Sargent County, North Dakota
Sheridan County, North Dakota | Sheridan | 1321 | 1321 | 1316 | 1316 | 1284 | 1327 | 1334 | 1311 | 1342 | 1351 | 1342 | 1315 | Sheridan County, North Dakota
Sioux County, North Dakota | Sioux | 4153 | 4154 | 4148 | 4236 | 4328 | 4434 | 4459 | 4377 | 4457 | 4425 | 4377 | 4230 | Sioux County, North Dakota
Slope County, North Dakota | Slope | 727 | 727 | 732 | 727 | 766 | 771 | 779 | 781 | 781 | 767 | 761 | 750 | Slope County, North Dakota
Stark County, North Dakota | Stark | 24199 | 24199 | 24359 | 25186 | 26901 | 28317 | 30315 | 31861 | 30869 | 30291 | 30893 | 31489 | Stark County, North Dakota
Steele County, North Dakota | Steele | 1975 | 1975 | 1991 | 1970 | 1952 | 1918 | 1912 | 1915 | 1912 | 1906 | 1892 | 1890 | Steele County, North Dakota
Stutsman County, North Dakota | Stutsman | 21100 | 21100 | 21137 | 21021 | 20978 | 21082 | 21120 | 21047 | 21068 | 21132 | 20875 | 20704 | Stutsman County, North Dakota
Towner County, North Dakota | Towner | 2246 | 2246 | 2243 | 2260 | 2292 | 2264 | 2275 | 2251 | 2249 | 2244 | 2185 | 2189 | Towner County, North Dakota
Traill County, North Dakota | Traill | 8121 | 8121 | 8105 | 8068 | 8070 | 8188 | 8042 | 7987 | 8001 | 7998 | 8020 | 8036 | Traill County, North Dakota
Walsh County, North Dakota | Walsh | 11119 | 11126 | 11114 | 11025 | 11024 | 11081 | 10907 | 10852 | 10816 | 10801 | 10645 | 10641 | Walsh County, North Dakota
Ward County, North Dakota | Ward | 61675 | 61675 | 62121 | 64209 | 64863 | 67398 | 68869 | 70703 | 69489 | 68516 | 67713 | 67641 | Ward County, North Dakota
Wells County, North Dakota | Wells | 4207 | 4207 | 4192 | 4198 | 4235 | 4150 | 4125 | 4095 | 4049 | 3994 | 3908 | 3834 | Wells County, North Dakota
Williams County, North Dakota | Williams | 22398 | 22399 | 22589 | 24406 | 26735 | 29591 | 32106 | 35301 | 34213 | 33467 | 35469 | 37589 | Williams County, North Dakota
Adams County, Ohio | Adams | 28550 | 28541 | 28537 | 28459 | 28293 | 28089 | 28066 | 27926 | 27807 | 27753 | 27694 | 27698 | Adams County, Ohio
Allen County, Ohio | Allen | 106331 | 106313 | 106358 | 105988 | 105244 | 105055 | 104848 | 104095 | 103613 | 103093 | 102725 | 102351 | Allen County, Ohio
Ashland County, Ohio | Ashland | 53139 | 53140 | 53321 | 53252 | 53239 | 53153 | 53161 | 53310 | 53520 | 53662 | 53706 | 53484 | Ashland County, Ohio
Ashtabula County, Ohio | Ashtabula | 101497 | 101489 | 101403 | 101085 | 100252 | 99746 | 99027 | 98404 | 98171 | 97748 | 97587 | 97241 | Ashtabula County, Ohio
Athens County, Ohio | Athens | 64757 | 64764 | 65173 | 65079 | 64610 | 64594 | 64783 | 65886 | 66352 | 66503 | 65519 | 65327 | Athens County, Ohio
Auglaize County, Ohio | Auglaize | 45949 | 45917 | 45898 | 45741 | 45770 | 45801 | 45737 | 45734 | 45766 | 45753 | 45736 | 45656 | Auglaize County, Ohio
Belmont County, Ohio | Belmont | 70400 | 70400 | 70333 | 70122 | 69709 | 69563 | 69367 | 68973 | 68606 | 68002 | 67533 | 67006 | Belmont County, Ohio
Brown County, Ohio | Brown | 44846 | 44826 | 44863 | 44629 | 44281 | 44111 | 43933 | 43697 | 43638 | 43523 | 43570 | 43432 | Brown County, Ohio
Butler County, Ohio | Butler | 368130 | 368136 | 369102 | 370123 | 370550 | 371395 | 373750 | 375998 | 378354 | 380607 | 382000 | 383134 | Butler County, Ohio
Carroll County, Ohio | Carroll | 28836 | 28834 | 28846 | 28820 | 28538 | 28257 | 28129 | 27718 | 27621 | 27324 | 27082 | 26914 | Carroll County, Ohio
Champaign County, Ohio | Champaign | 40097 | 40101 | 40078 | 39824 | 39573 | 39461 | 39078 | 38963 | 38741 | 38851 | 38785 | 38885 | Champaign County, Ohio
Clark County, Ohio | Clark | 138333 | 138339 | 138274 | 137811 | 137171 | 136638 | 136311 | 135746 | 134723 | 134549 | 134528 | 134083 | Clark County, Ohio
Clermont County, Ohio | Clermont | 197363 | 197366 | 197604 | 198859 | 199487 | 200447 | 201454 | 201995 | 203165 | 204260 | 205526 | 206428 | Clermont County, Ohio
Clinton County, Ohio | Clinton | 42040 | 42048 | 41922 | 41913 | 41819 | 41864 | 41805 | 41839 | 41887 | 42004 | 42085 | 41968 | Clinton County, Ohio
Columbiana County, Ohio | Columbiana | 107841 | 107852 | 107890 | 107419 | 106620 | 105959 | 105621 | 104714 | 103817 | 103062 | 102473 | 101883 | Columbiana County, Ohio
Coshocton County, Ohio | Coshocton | 36901 | 36900 | 36938 | 36931 | 36823 | 36723 | 36531 | 36577 | 36617 | 36536 | 36596 | 36600 | Coshocton County, Ohio
Crawford County, Ohio | Crawford | 43784 | 43783 | 43754 | 43310 | 42776 | 42713 | 42407 | 42324 | 42095 | 41710 | 41484 | 41494 | Crawford County, Ohio
Cuyahoga County, Ohio | Cuyahoga | 1280122 | 1280114 | 1278088 | 1270331 | 1266106 | 1265442 | 1263201 | 1258739 | 1254144 | 1247581 | 1241718 | 1235072 | Cuyahoga County, Ohio
Darke County, Ohio | Darke | 52959 | 52968 | 52963 | 52653 | 52515 | 52306 | 52184 | 51981 | 51624 | 51549 | 51299 | 51113 | Darke County, Ohio
Defiance County, Ohio | Defiance | 39037 | 39026 | 39082 | 39005 | 38827 | 38564 | 38525 | 38326 | 38140 | 38156 | 38089 | 38087 | Defiance County, Ohio
Delaware County, Ohio | Delaware | 174214 | 174172 | 175099 | 178535 | 181127 | 185380 | 189440 | 193391 | 197144 | 200870 | 205091 | 209177 | Delaware County, Ohio
Erie County, Ohio | Erie | 77079 | 77063 | 76978 | 76687 | 76428 | 76053 | 75809 | 75360 | 74999 | 74760 | 74513 | 74266 | Erie County, Ohio
Fairfield County, Ohio | Fairfield | 146156 | 146194 | 146417 | 147174 | 147301 | 148796 | 150360 | 151254 | 152789 | 154686 | 155982 | 157574 | Fairfield County, Ohio
Fayette County, Ohio | Fayette | 29030 | 29034 | 29014 | 28867 | 28767 | 28686 | 28650 | 28611 | 28670 | 28639 | 28653 | 28525 | Fayette County, Ohio
Franklin County, Ohio | Franklin | 1163414 | 1163476 | 1166202 | 1180800 | 1199045 | 1218878 | 1238362 | 1257386 | 1274450 | 1295510 | 1307698 | 1316756 | Franklin County, Ohio
Fulton County, Ohio | Fulton | 42698 | 42698 | 42629 | 42363 | 42330 | 42199 | 42403 | 42301 | 42306 | 42265 | 42267 | 42126 | Fulton County, Ohio
Gallia County, Ohio | Gallia | 30934 | 30942 | 31072 | 31031 | 30886 | 30685 | 30463 | 30249 | 30186 | 30162 | 29945 | 29898 | Gallia County, Ohio
Geauga County, Ohio | Geauga | 93389 | 93405 | 93389 | 93292 | 93771 | 93846 | 93979 | 93894 | 93845 | 93881 | 93945 | 93649 | Geauga County, Ohio
Greene County, Ohio | Greene | 161573 | 161577 | 161588 | 163566 | 164335 | 163907 | 164673 | 164272 | 165290 | 166566 | 167446 | 168937 | Greene County, Ohio
Guernsey County, Ohio | Guernsey | 40087 | 40092 | 40155 | 39910 | 39876 | 39706 | 39690 | 39392 | 39211 | 39066 | 39011 | 38875 | Guernsey County, Ohio
Hamilton County, Ohio | Hamilton | 802374 | 802371 | 802278 | 800658 | 802409 | 805182 | 807617 | 809527 | 811332 | 814170 | 815445 | 817473 | Hamilton County, Ohio
Hancock County, Ohio | Hancock | 74782 | 74789 | 74689 | 74912 | 75459 | 75581 | 75281 | 75678 | 75831 | 75973 | 75920 | 75783 | Hancock County, Ohio
Hardin County, Ohio | Hardin | 32058 | 32063 | 32127 | 31806 | 31632 | 31747 | 31784 | 31616 | 31398 | 31329 | 31418 | 31365 | Hardin County, Ohio
Harrison County, Ohio | Harrison | 15864 | 15860 | 15825 | 15790 | 15684 | 15602 | 15519 | 15395 | 15252 | 15202 | 15167 | 15040 | Harrison County, Ohio
Henry County, Ohio | Henry | 28215 | 28215 | 28171 | 28002 | 27824 | 27824 | 27597 | 27481 | 27282 | 27179 | 27091 | 27006 | Henry County, Ohio
Highland County, Ohio | Highland | 43589 | 43606 | 43621 | 43378 | 42964 | 43195 | 43093 | 42960 | 43006 | 42903 | 43052 | 43161 | Highland County, Ohio
Hocking County, Ohio | Hocking | 29380 | 29369 | 29478 | 29466 | 29304 | 28653 | 28743 | 28500 | 28393 | 28436 | 28357 | 28264 | Hocking County, Ohio
Holmes County, Ohio | Holmes | 42366 | 42363 | 42473 | 42793 | 43128 | 43604 | 43788 | 43882 | 43847 | 43895 | 43919 | 43960 | Holmes County, Ohio
Huron County, Ohio | Huron | 59626 | 59623 | 59560 | 59416 | 59204 | 58825 | 58610 | 58307 | 58367 | 58393 | 58364 | 58266 | Huron County, Ohio
Jackson County, Ohio | Jackson | 33225 | 33219 | 33248 | 33124 | 32869 | 32801 | 32761 | 32559 | 32528 | 32386 | 32366 | 32413 | Jackson County, Ohio
Jefferson County, Ohio | Jefferson | 69709 | 69716 | 69670 | 69035 | 68538 | 68168 | 67876 | 67495 | 66944 | 66318 | 65774 | 65325 | Jefferson County, Ohio
Knox County, Ohio | Knox | 60921 | 60928 | 61090 | 61283 | 60764 | 60858 | 61000 | 61001 | 60909 | 61271 | 61900 | 62322 | Knox County, Ohio
Lake County, Ohio | Lake | 230041 | 230051 | 230014 | 229988 | 229564 | 230075 | 229857 | 229836 | 229525 | 230159 | 230102 | 230149 | Lake County, Ohio
Lawrence County, Ohio | Lawrence | 62450 | 62448 | 62424 | 62415 | 62146 | 61858 | 61539 | 60923 | 60691 | 60075 | 59767 | 59463 | Lawrence County, Ohio
Licking County, Ohio | Licking | 166492 | 166482 | 166705 | 167164 | 167589 | 168461 | 169410 | 170611 | 171993 | 173617 | 175666 | 176862 | Licking County, Ohio
Logan County, Ohio | Logan | 45858 | 45848 | 45743 | 45623 | 45410 | 45393 | 45473 | 45250 | 45128 | 45198 | 45332 | 45672 | Logan County, Ohio
Lorain County, Ohio | Lorain | 301356 | 301374 | 301478 | 301874 | 301712 | 303098 | 304464 | 305417 | 306607 | 307441 | 309052 | 309833 | Lorain County, Ohio
Lucas County, Ohio | Lucas | 441815 | 441815 | 441434 | 439359 | 436753 | 436156 | 434585 | 433633 | 432879 | 431039 | 429612 | 428348 | Lucas County, Ohio
Madison County, Ohio | Madison | 43435 | 43438 | 43434 | 43114 | 42991 | 43256 | 43980 | 44139 | 43377 | 44041 | 44389 | 44731 | Madison County, Ohio
Mahoning County, Ohio | Mahoning | 238823 | 238787 | 238381 | 237363 | 235702 | 234393 | 233391 | 231846 | 230269 | 229791 | 229216 | 228683 | Mahoning County, Ohio
Marion County, Ohio | Marion | 66501 | 66505 | 66458 | 66599 | 66277 | 65964 | 65791 | 65431 | 65467 | 65076 | 65427 | 65093 | Marion County, Ohio
Medina County, Ohio | Medina | 172332 | 172333 | 172509 | 173504 | 173623 | 174639 | 175855 | 176126 | 176876 | 178176 | 178978 | 179746 | Medina County, Ohio
Meigs County, Ohio | Meigs | 23770 | 23767 | 23731 | 23648 | 23572 | 23443 | 23277 | 23180 | 23166 | 23071 | 23064 | 22907 | Meigs County, Ohio
Mercer County, Ohio | Mercer | 40814 | 40816 | 40788 | 40715 | 40705 | 40615 | 40730 | 40723 | 40715 | 40858 | 40952 | 41172 | Mercer County, Ohio
Miami County, Ohio | Miami | 102506 | 102503 | 102487 | 102734 | 102934 | 103213 | 103856 | 104075 | 104553 | 105200 | 106042 | 106987 | Miami County, Ohio
Monroe County, Ohio | Monroe | 14642 | 14631 | 14609 | 14613 | 14502 | 14503 | 14357 | 14253 | 14083 | 13931 | 13787 | 13654 | Monroe County, Ohio
Montgomery County, Ohio | Montgomery | 535153 | 535200 | 535597 | 534558 | 534334 | 534270 | 532488 | 531777 | 531818 | 531467 | 531600 | 531687 | Montgomery County, Ohio
Morgan County, Ohio | Morgan | 15054 | 15044 | 15034 | 15036 | 14930 | 14894 | 14730 | 14735 | 14733 | 14644 | 14581 | 14508 | Morgan County, Ohio
Morrow County, Ohio | Morrow | 34827 | 34825 | 34790 | 34810 | 34834 | 34846 | 34937 | 34943 | 34922 | 34911 | 35113 | 35328 | Morrow County, Ohio
Muskingum County, Ohio | Muskingum | 86074 | 86086 | 86214 | 86243 | 85794 | 85649 | 85905 | 86194 | 85993 | 86123 | 86131 | 86215 | Muskingum County, Ohio
Noble County, Ohio | Noble | 14645 | 14655 | 14660 | 14752 | 14677 | 14678 | 14532 | 14467 | 14441 | 14400 | 14347 | 14424 | Noble County, Ohio
Ottawa County, Ohio | Ottawa | 41428 | 41433 | 41359 | 41320 | 41242 | 41035 | 40903 | 40754 | 40488 | 40623 | 40769 | 40525 | Ottawa County, Ohio
Paulding County, Ohio | Paulding | 19614 | 19610 | 19557 | 19369 | 19248 | 19143 | 18975 | 18959 | 18839 | 18831 | 18742 | 18672 | Paulding County, Ohio
Perry County, Ohio | Perry | 36058 | 36037 | 36037 | 36232 | 35984 | 36000 | 35926 | 35967 | 35998 | 35972 | 36039 | 36134 | Perry County, Ohio
Pickaway County, Ohio | Pickaway | 55698 | 55684 | 55740 | 55948 | 56237 | 56355 | 56704 | 56989 | 57545 | 57740 | 58077 | 58457 | Pickaway County, Ohio
Pike County, Ohio | Pike | 28709 | 28571 | 28612 | 28479 | 28371 | 28272 | 28181 | 28117 | 28093 | 28088 | 27932 | 27772 | Pike County, Ohio
Portage County, Ohio | Portage | 161419 | 161424 | 161386 | 161875 | 161383 | 161695 | 162463 | 162594 | 162521 | 162473 | 162502 | 162466 | Portage County, Ohio
Preble County, Ohio | Preble | 42270 | 42254 | 42170 | 41986 | 41812 | 41671 | 41495 | 41297 | 41157 | 41116 | 41011 | 40882 | Preble County, Ohio
Putnam County, Ohio | Putnam | 34499 | 34496 | 34476 | 34385 | 34207 | 34123 | 34198 | 34026 | 34007 | 33860 | 33802 | 33861 | Putnam County, Ohio
Richland County, Ohio | Richland | 124475 | 124474 | 124162 | 123144 | 122633 | 122314 | 121999 | 121688 | 121242 | 120430 | 120987 | 121154 | Richland County, Ohio
Ross County, Ohio | Ross | 78064 | 78076 | 78098 | 77581 | 77341 | 77283 | 77095 | 77049 | 76848 | 77295 | 76884 | 76666 | Ross County, Ohio
Sandusky County, Ohio | Sandusky | 60944 | 60946 | 60885 | 60609 | 60467 | 60049 | 59827 | 59475 | 59317 | 59093 | 58740 | 58518 | Sandusky County, Ohio
Scioto County, Ohio | Scioto | 79499 | 79650 | 79664 | 79408 | 78783 | 78304 | 77476 | 76992 | 76436 | 75976 | 75480 | 75314 | Scioto County, Ohio
Seneca County, Ohio | Seneca | 56745 | 56742 | 56618 | 56522 | 56106 | 55847 | 55803 | 55650 | 55467 | 55267 | 55194 | 55178 | Seneca County, Ohio
Shelby County, Ohio | Shelby | 49423 | 49455 | 49349 | 49259 | 49159 | 49203 | 48995 | 49030 | 48765 | 48738 | 48622 | 48590 | Shelby County, Ohio
Stark County, Ohio | Stark | 375586 | 375591 | 375372 | 374511 | 374891 | 375108 | 375546 | 374715 | 373447 | 372003 | 371248 | 370606 | Stark County, Ohio
Summit County, Ohio | Summit | 541781 | 541772 | 541645 | 541325 | 540726 | 541926 | 542445 | 541788 | 541003 | 541514 | 541353 | 541013 | Summit County, Ohio
Trumbull County, Ohio | Trumbull | 210312 | 210332 | 209840 | 208834 | 207191 | 206328 | 204973 | 203328 | 201715 | 200281 | 198539 | 197974 | Trumbull County, Ohio
Tuscarawas County, Ohio | Tuscarawas | 92582 | 92585 | 92543 | 92483 | 92413 | 92602 | 92652 | 92739 | 92560 | 92308 | 92079 | 91987 | Tuscarawas County, Ohio
Union County, Ohio | Union | 52300 | 52331 | 52464 | 53095 | 52796 | 53436 | 53773 | 54388 | 55581 | 56798 | 57782 | 58988 | Union County, Ohio
Van Wert County, Ohio | Van Wert | 28744 | 28759 | 28678 | 28625 | 28636 | 28347 | 28334 | 28319 | 28177 | 28283 | 28253 | 28275 | Van Wert County, Ohio
Vinton County, Ohio | Vinton | 13435 | 13430 | 13405 | 13380 | 13221 | 13303 | 13210 | 13082 | 13022 | 13082 | 13145 | 13085 | Vinton County, Ohio
Warren County, Ohio | Warren | 212693 | 212798 | 213429 | 215332 | 217212 | 219216 | 221267 | 223864 | 226539 | 228709 | 231945 | 234602 | Warren County, Ohio
Washington County, Ohio | Washington | 61778 | 61787 | 61713 | 61607 | 61447 | 61364 | 61160 | 61020 | 60598 | 60491 | 60111 | 59911 | Washington County, Ohio
Wayne County, Ohio | Wayne | 114520 | 114516 | 114394 | 114649 | 115029 | 115400 | 115912 | 116214 | 116613 | 116168 | 115790 | 115710 | Wayne County, Ohio
Williams County, Ohio | Williams | 37642 | 37652 | 37512 | 37584 | 37521 | 37426 | 37195 | 37007 | 36937 | 36707 | 36739 | 36692 | Williams County, Ohio
Wood County, Ohio | Wood | 125488 | 125489 | 125950 | 127124 | 128425 | 129013 | 129337 | 129285 | 129768 | 130437 | 130441 | 130817 | Wood County, Ohio
Wyandot County, Ohio | Wyandot | 22615 | 22617 | 22588 | 22643 | 22545 | 22460 | 22283 | 22176 | 22071 | 22063 | 21918 | 21772 | Wyandot County, Ohio
Adair County, Oklahoma | Adair | 22683 | 22668 | 22756 | 22667 | 22468 | 22460 | 22384 | 22259 | 22305 | 22119 | 22224 | 22194 | Adair County, Oklahoma
Alfalfa County, Oklahoma | Alfalfa | 5642 | 5639 | 5629 | 5648 | 5668 | 5856 | 5821 | 5917 | 5936 | 5913 | 5765 | 5702 | Alfalfa County, Oklahoma
Atoka County, Oklahoma | Atoka | 14182 | 14165 | 14214 | 14169 | 14030 | 13901 | 13924 | 13889 | 13894 | 13779 | 13795 | 13758 | Atoka County, Oklahoma
Beaver County, Oklahoma | Beaver | 5636 | 5636 | 5631 | 5634 | 5590 | 5563 | 5532 | 5455 | 5435 | 5364 | 5318 | 5311 | Beaver County, Oklahoma
Beckham County, Oklahoma | Beckham | 22119 | 22119 | 22061 | 22308 | 23070 | 23468 | 23596 | 23554 | 22427 | 21779 | 21720 | 21859 | Beckham County, Oklahoma
Blaine County, Oklahoma | Blaine | 11943 | 11943 | 9910 | 9685 | 9806 | 9785 | 9839 | 9762 | 9625 | 9512 | 9454 | 9429 | Blaine County, Oklahoma
Bryan County, Oklahoma | Bryan | 42416 | 42416 | 42580 | 43120 | 43453 | 44118 | 44483 | 45021 | 45599 | 46481 | 47191 | 47995 | Bryan County, Oklahoma
Caddo County, Oklahoma | Caddo | 29600 | 29598 | 29703 | 29602 | 29728 | 29580 | 29440 | 29433 | 29630 | 29356 | 29028 | 28762 | Caddo County, Oklahoma
Canadian County, Oklahoma | Canadian | 115541 | 115566 | 116361 | 119397 | 122500 | 125943 | 129321 | 133158 | 136386 | 140001 | 144426 | 148306 | Canadian County, Oklahoma
Carter County, Oklahoma | Carter | 47557 | 47729 | 47813 | 48067 | 48023 | 48465 | 48582 | 48568 | 48431 | 48273 | 48213 | 48111 | Carter County, Oklahoma
Cherokee County, Oklahoma | Cherokee | 46987 | 46992 | 47126 | 47702 | 47989 | 47870 | 48240 | 48376 | 48791 | 48891 | 48607 | 48657 | Cherokee County, Oklahoma
Choctaw County, Oklahoma | Choctaw | 15205 | 15199 | 15236 | 15281 | 15177 | 15053 | 15110 | 14984 | 14877 | 14804 | 14698 | 14672 | Choctaw County, Oklahoma
Cimarron County, Oklahoma | Cimarron | 2475 | 2475 | 2471 | 2476 | 2398 | 2328 | 2294 | 2225 | 2189 | 2152 | 2165 | 2137 | Cimarron County, Oklahoma
Cleveland County, Oklahoma | Cleveland | 255755 | 255990 | 257085 | 262064 | 266150 | 269860 | 269724 | 273841 | 277809 | 279542 | 281166 | 284014 | Cleveland County, Oklahoma
Coal County, Oklahoma | Coal | 5925 | 5927 | 5911 | 5927 | 5902 | 5763 | 5727 | 5608 | 5652 | 5630 | 5520 | 5495 | Coal County, Oklahoma
Comanche County, Oklahoma | Comanche | 124098 | 124098 | 125397 | 126075 | 126536 | 124949 | 124778 | 124005 | 121743 | 121786 | 120528 | 120749 | Comanche County, Oklahoma
Cotton County, Oklahoma | Cotton | 6193 | 6190 | 6172 | 6180 | 6160 | 6164 | 6131 | 6006 | 5933 | 5863 | 5820 | 5666 | Cotton County, Oklahoma
Craig County, Oklahoma | Craig | 15029 | 15027 | 15060 | 14985 | 14763 | 14701 | 14639 | 14709 | 14465 | 14332 | 14300 | 14142 | Craig County, Oklahoma
Creek County, Oklahoma | Creek | 69967 | 69992 | 70248 | 70651 | 70760 | 70575 | 70559 | 70801 | 71191 | 71890 | 71730 | 71522 | Creek County, Oklahoma
Custer County, Oklahoma | Custer | 27469 | 27540 | 27580 | 27796 | 28590 | 29310 | 29509 | 29565 | 29222 | 28974 | 28995 | 29003 | Custer County, Oklahoma
Delaware County, Oklahoma | Delaware | 41487 | 41498 | 41562 | 41654 | 41716 | 41695 | 41763 | 41704 | 41965 | 42672 | 42814 | 43009 | Delaware County, Oklahoma
Dewey County, Oklahoma | Dewey | 4810 | 4810 | 4810 | 4785 | 4817 | 4857 | 4966 | 4984 | 4905 | 4899 | 4931 | 4891 | Dewey County, Oklahoma
Ellis County, Oklahoma | Ellis | 4151 | 4151 | 4158 | 4040 | 4080 | 4133 | 4118 | 4223 | 4085 | 3970 | 3939 | 3859 | Ellis County, Oklahoma
Garfield County, Oklahoma | Garfield | 60580 | 60580 | 60765 | 60763 | 61399 | 62370 | 62790 | 63248 | 62493 | 61600 | 61095 | 61056 | Garfield County, Oklahoma
Garvin County, Oklahoma | Garvin | 27576 | 27571 | 27577 | 27468 | 27345 | 27429 | 27620 | 27920 | 27940 | 27857 | 27746 | 27711 | Garvin County, Oklahoma
Grady County, Oklahoma | Grady | 52431 | 52430 | 52440 | 52751 | 53026 | 53637 | 53878 | 54559 | 54683 | 54829 | 55448 | 55834 | Grady County, Oklahoma
Grant County, Oklahoma | Grant | 4527 | 4532 | 4537 | 4563 | 4534 | 4521 | 4472 | 4500 | 4454 | 4379 | 4321 | 4333 | Grant County, Oklahoma
Greer County, Oklahoma | Greer | 6239 | 6239 | 6210 | 6144 | 6055 | 6139 | 6123 | 6031 | 5954 | 5793 | 5814 | 5712 | Greer County, Oklahoma
Harmon County, Oklahoma | Harmon | 2922 | 2922 | 2921 | 2934 | 2914 | 2891 | 2801 | 2782 | 2712 | 2710 | 2691 | 2653 | Harmon County, Oklahoma
Harper County, Oklahoma | Harper | 3685 | 3682 | 3694 | 3713 | 3711 | 3871 | 3894 | 3826 | 3776 | 3784 | 3727 | 3688 | Harper County, Oklahoma
Haskell County, Oklahoma | Haskell | 12769 | 12775 | 12779 | 12759 | 12820 | 12917 | 12827 | 12750 | 12695 | 12726 | 12636 | 12627 | Haskell County, Oklahoma
Hughes County, Oklahoma | Hughes | 14003 | 14000 | 14030 | 13752 | 13661 | 13643 | 13684 | 13592 | 13417 | 13265 | 13305 | 13279 | Hughes County, Oklahoma
Jackson County, Oklahoma | Jackson | 26446 | 26446 | 26485 | 26422 | 26226 | 26109 | 25822 | 25459 | 25440 | 25112 | 24775 | 24530 | Jackson County, Oklahoma
Jefferson County, Oklahoma | Jefferson | 6472 | 6472 | 6438 | 6452 | 6341 | 6357 | 6291 | 6266 | 6250 | 6164 | 6106 | 6002 | Jefferson County, Oklahoma
Johnston County, Oklahoma | Johnston | 10957 | 10957 | 11002 | 11072 | 10967 | 10986 | 11097 | 10967 | 11126 | 11121 | 11020 | 11085 | Johnston County, Oklahoma
Kay County, Oklahoma | Kay | 46562 | 46562 | 46430 | 45847 | 45684 | 45541 | 45451 | 45226 | 44901 | 44403 | 43944 | 43538 | Kay County, Oklahoma
Kingfisher County, Oklahoma | Kingfisher | 15034 | 15025 | 15065 | 15160 | 15022 | 15300 | 15504 | 15588 | 15613 | 15688 | 15814 | 15765 | Kingfisher County, Oklahoma
Kiowa County, Oklahoma | Kiowa | 9446 | 9446 | 9442 | 9425 | 9360 | 9344 | 9282 | 9116 | 9025 | 8849 | 8732 | 8708 | Kiowa County, Oklahoma
Latimer County, Oklahoma | Latimer | 11154 | 11156 | 11157 | 11182 | 11009 | 10794 | 10779 | 10624 | 10550 | 10318 | 10175 | 10073 | Latimer County, Oklahoma
Le Flore County, Oklahoma | Le Flore | 50384 | 50382 | 50525 | 50504 | 50343 | 50301 | 50211 | 50018 | 50144 | 50020 | 50093 | 49853 | Le Flore County, Oklahoma
Lincoln County, Oklahoma | Lincoln | 34273 | 34274 | 34356 | 34254 | 34156 | 34235 | 34527 | 34928 | 34872 | 34961 | 34837 | 34877 | Lincoln County, Oklahoma
Logan County, Oklahoma | Logan | 41848 | 41854 | 42056 | 42575 | 43042 | 43829 | 44680 | 45346 | 46027 | 46785 | 47248 | 48011 | Logan County, Oklahoma
Love County, Oklahoma | Love | 9423 | 9416 | 9412 | 9387 | 9572 | 9700 | 9741 | 9815 | 10016 | 10076 | 10156 | 10253 | Love County, Oklahoma
McClain County, Oklahoma | McClain | 34506 | 34503 | 34733 | 35196 | 35580 | 36457 | 37244 | 37973 | 38597 | 39306 | 39887 | 40474 | McClain County, Oklahoma
McCurtain County, Oklahoma | McCurtain | 33151 | 33154 | 33204 | 33309 | 33345 | 33228 | 33192 | 33173 | 33078 | 33031 | 32967 | 32832 | McCurtain County, Oklahoma
McIntosh County, Oklahoma | McIntosh | 20252 | 20247 | 20271 | 20267 | 20197 | 20110 | 19963 | 19817 | 19766 | 19701 | 19745 | 19596 | McIntosh County, Oklahoma
Major County, Oklahoma | Major | 7527 | 7526 | 7518 | 7639 | 7700 | 7710 | 7785 | 7771 | 7751 | 7684 | 7627 | 7629 | Major County, Oklahoma
Marshall County, Oklahoma | Marshall | 15840 | 15838 | 15836 | 15949 | 16020 | 16065 | 16163 | 16266 | 16237 | 16364 | 16727 | 16931 | Marshall County, Oklahoma
Mayes County, Oklahoma | Mayes | 41259 | 41266 | 41314 | 41324 | 41151 | 40963 | 40918 | 40889 | 41035 | 40988 | 41210 | 41100 | Mayes County, Oklahoma
Murray County, Oklahoma | Murray | 13488 | 13488 | 13527 | 13600 | 13620 | 13683 | 13765 | 13860 | 13909 | 13918 | 13968 | 14073 | Murray County, Oklahoma
Muskogee County, Oklahoma | Muskogee | 70990 | 70997 | 71129 | 70763 | 70529 | 70172 | 69725 | 69319 | 69012 | 69027 | 68324 | 67997 | Muskogee County, Oklahoma
Noble County, Oklahoma | Noble | 11561 | 11566 | 11563 | 11579 | 11531 | 11422 | 11547 | 11550 | 11410 | 11303 | 11279 | 11131 | Noble County, Oklahoma
Nowata County, Oklahoma | Nowata | 10536 | 10536 | 10524 | 10624 | 10610 | 10557 | 10505 | 10519 | 10415 | 10322 | 10278 | 10076 | Nowata County, Oklahoma
Okfuskee County, Oklahoma | Okfuskee | 12191 | 12191 | 12230 | 12333 | 12335 | 12298 | 12167 | 12107 | 12079 | 12076 | 12081 | 11993 | Okfuskee County, Oklahoma
Oklahoma County, Oklahoma | Oklahoma | 718633 | 718385 | 720762 | 730808 | 743403 | 756187 | 766882 | 777373 | 784611 | 786068 | 790593 | 797434 | Oklahoma County, Oklahoma
Okmulgee County, Oklahoma | Okmulgee | 40069 | 40062 | 40082 | 39783 | 39551 | 39396 | 39079 | 39065 | 39075 | 38819 | 38321 | 38465 | Okmulgee County, Oklahoma
Osage County, Oklahoma | Osage | 47472 | 47473 | 47498 | 47784 | 47460 | 47391 | 47493 | 47338 | 47364 | 47346 | 47121 | 46963 | Osage County, Oklahoma
Ottawa County, Oklahoma | Ottawa | 31848 | 31848 | 31859 | 31869 | 32181 | 32163 | 31929 | 31862 | 31592 | 31368 | 31319 | 31127 | Ottawa County, Oklahoma
Pawnee County, Oklahoma | Pawnee | 16577 | 16570 | 16589 | 16731 | 16447 | 16456 | 16355 | 16439 | 16471 | 16419 | 16356 | 16376 | Pawnee County, Oklahoma
Payne County, Oklahoma | Payne | 77350 | 77347 | 77416 | 78238 | 78725 | 79698 | 80520 | 81363 | 81850 | 81908 | 82172 | 81784 | Payne County, Oklahoma
Pittsburg County, Oklahoma | Pittsburg | 45837 | 45827 | 45795 | 45717 | 45544 | 45267 | 44847 | 44716 | 44335 | 44154 | 43870 | 43654 | Pittsburg County, Oklahoma
Pontotoc County, Oklahoma | Pontotoc | 37492 | 37488 | 37595 | 37749 | 38060 | 38159 | 38286 | 38336 | 38512 | 38371 | 38272 | 38284 | Pontotoc County, Oklahoma
Pottawatomie County, Oklahoma | Pottawatomie | 69442 | 69443 | 69650 | 70059 | 70512 | 70906 | 71535 | 71479 | 72001 | 72185 | 72513 | 72592 | Pottawatomie County, Oklahoma
Pushmataha County, Oklahoma | Pushmataha | 11572 | 11578 | 11594 | 11416 | 11252 | 11206 | 11117 | 11162 | 11070 | 11118 | 11192 | 11096 | Pushmataha County, Oklahoma
Roger Mills County, Oklahoma | Roger Mills | 3647 | 3647 | 3648 | 3761 | 3767 | 3732 | 3761 | 3773 | 3671 | 3661 | 3646 | 3583 | Roger Mills County, Oklahoma
Rogers County, Oklahoma | Rogers | 86905 | 86914 | 87017 | 87562 | 88101 | 88727 | 89366 | 90080 | 90992 | 91435 | 91801 | 92459 | Rogers County, Oklahoma
Seminole County, Oklahoma | Seminole | 25482 | 25482 | 25486 | 25445 | 25384 | 25438 | 25354 | 25399 | 25137 | 24845 | 24520 | 24258 | Seminole County, Oklahoma
Sequoyah County, Oklahoma | Sequoyah | 42391 | 42428 | 42509 | 42421 | 42050 | 41814 | 41852 | 41782 | 41867 | 41742 | 41585 | 41569 | Sequoyah County, Oklahoma
Stephens County, Oklahoma | Stephens | 45048 | 45047 | 45100 | 45104 | 44881 | 44976 | 44563 | 44576 | 43998 | 43340 | 43179 | 43143 | Stephens County, Oklahoma
Texas County, Oklahoma | Texas | 20640 | 20640 | 20802 | 21258 | 21594 | 22048 | 21738 | 21446 | 21183 | 20924 | 20491 | 19983 | Texas County, Oklahoma
Tillman County, Oklahoma | Tillman | 7992 | 7991 | 7986 | 8002 | 7828 | 7728 | 7670 | 7567 | 7525 | 7399 | 7323 | 7250 | Tillman County, Oklahoma
Tulsa County, Oklahoma | Tulsa | 603403 | 603430 | 604973 | 609204 | 615181 | 623705 | 630918 | 640470 | 645951 | 646437 | 647683 | 651552 | Tulsa County, Oklahoma
Wagoner County, Oklahoma | Wagoner | 73085 | 73082 | 73426 | 74035 | 74984 | 75654 | 75651 | 76733 | 77662 | 78984 | 80123 | 81289 | Wagoner County, Oklahoma
Washington County, Oklahoma | Washington | 50976 | 50979 | 51069 | 51362 | 51627 | 51646 | 51997 | 52091 | 52027 | 51996 | 51791 | 51527 | Washington County, Oklahoma
Washita County, Oklahoma | Washita | 11629 | 11558 | 11543 | 11546 | 11582 | 11701 | 11560 | 11687 | 11433 | 11055 | 11036 | 10916 | Washita County, Oklahoma
Woods County, Oklahoma | Woods | 8878 | 8878 | 8903 | 8791 | 8851 | 9000 | 9250 | 9303 | 9157 | 9069 | 8893 | 8793 | Woods County, Oklahoma
Woodward County, Oklahoma | Woodward | 20081 | 20084 | 19998 | 20111 | 20670 | 21240 | 21536 | 21608 | 20975 | 20531 | 20312 | 20211 | Woodward County, Oklahoma
Baker County, Oregon | Baker | 16134 | 16131 | 16109 | 16061 | 15993 | 16016 | 16015 | 15882 | 15971 | 16083 | 16034 | 16124 | Baker County, Oregon
Benton County, Oregon | Benton | 85579 | 85581 | 85574 | 86266 | 86678 | 86167 | 87215 | 88333 | 89918 | 91790 | 92442 | 93053 | Benton County, Oregon
Clackamas County, Oregon | Clackamas | 375992 | 375996 | 376788 | 379592 | 383074 | 387442 | 393378 | 399647 | 406625 | 412442 | 415416 | 418187 | Clackamas County, Oregon
Clatsop County, Oregon | Clatsop | 37039 | 37026 | 37088 | 37228 | 37415 | 37113 | 37449 | 37797 | 38678 | 39101 | 39711 | 40224 | Clatsop County, Oregon
Columbia County, Oregon | Columbia | 49351 | 49353 | 49355 | 49406 | 49214 | 49259 | 49494 | 49646 | 50905 | 51724 | 52245 | 52354 | Columbia County, Oregon
Coos County, Oregon | Coos | 63043 | 63055 | 63007 | 62775 | 62676 | 62376 | 62361 | 62643 | 63319 | 63708 | 64272 | 64487 | Coos County, Oregon
Crook County, Oregon | Crook | 20978 | 20978 | 20884 | 20638 | 20607 | 20699 | 20956 | 21455 | 22306 | 23065 | 23825 | 24404 | Crook County, Oregon
Curry County, Oregon | Curry | 22364 | 22364 | 22378 | 22488 | 22257 | 22226 | 22141 | 22293 | 22607 | 22630 | 22795 | 22925 | Curry County, Oregon
Deschutes County, Oregon | Deschutes | 157733 | 157728 | 157742 | 159660 | 161359 | 165299 | 169512 | 174246 | 180666 | 186744 | 191905 | 197692 | Deschutes County, Oregon
Douglas County, Oregon | Douglas | 107667 | 107684 | 107631 | 107229 | 106922 | 106603 | 106693 | 107164 | 108116 | 109197 | 110114 | 110980 | Douglas County, Oregon
Gilliam County, Oregon | Gilliam | 1871 | 1873 | 1882 | 1951 | 1952 | 1943 | 1930 | 1868 | 1857 | 1862 | 1893 | 1912 | Gilliam County, Oregon
Grant County, Oregon | Grant | 7445 | 7444 | 7464 | 7410 | 7325 | 7270 | 7190 | 7207 | 7166 | 7188 | 7185 | 7199 | Grant County, Oregon
Harney County, Oregon | Harney | 7422 | 7422 | 7400 | 7358 | 7247 | 7161 | 7127 | 7150 | 7243 | 7258 | 7292 | 7393 | Harney County, Oregon
Hood River County, Oregon | Hood River | 22346 | 22346 | 22445 | 22442 | 22548 | 22577 | 22675 | 22927 | 23070 | 23398 | 23267 | 23382 | Hood River County, Oregon
Jackson County, Oregon | Jackson | 203206 | 203204 | 203341 | 204747 | 205852 | 207179 | 209189 | 211403 | 214366 | 216746 | 219411 | 220944 | Jackson County, Oregon
Jefferson County, Oregon | Jefferson | 21720 | 21725 | 21661 | 21752 | 21834 | 21871 | 22203 | 22541 | 23036 | 23652 | 24150 | 24658 | Jefferson County, Oregon
Josephine County, Oregon | Josephine | 82713 | 82719 | 82879 | 82702 | 82755 | 83131 | 83377 | 84528 | 85504 | 86584 | 87150 | 87487 | Josephine County, Oregon
Klamath County, Oregon | Klamath | 66380 | 66384 | 66322 | 66308 | 65909 | 65682 | 65280 | 65670 | 66198 | 66810 | 67687 | 68238 | Klamath County, Oregon
Lake County, Oregon | Lake | 7895 | 7885 | 7875 | 7905 | 7786 | 7795 | 7821 | 7779 | 7830 | 7874 | 7835 | 7869 | Lake County, Oregon
Lane County, Oregon | Lane | 351715 | 351705 | 351920 | 354034 | 355075 | 355481 | 358027 | 361946 | 368874 | 375264 | 378549 | 382067 | Lane County, Oregon
Lincoln County, Oregon | Lincoln | 46034 | 46033 | 45999 | 45871 | 46164 | 46322 | 46343 | 46999 | 47793 | 48757 | 49224 | 49962 | Lincoln County, Oregon
Linn County, Oregon | Linn | 116672 | 116681 | 116891 | 118164 | 118273 | 118405 | 119042 | 120236 | 122769 | 125035 | 127451 | 129749 | Linn County, Oregon
Malheur County, Oregon | Malheur | 31313 | 31316 | 31349 | 30964 | 30751 | 30634 | 30344 | 30211 | 30340 | 30385 | 30553 | 30571 | Malheur County, Oregon
Marion County, Oregon | Marion | 315335 | 315338 | 315941 | 318047 | 319867 | 321471 | 324433 | 329060 | 335382 | 340531 | 345412 | 347818 | Marion County, Oregon
Morrow County, Oregon | Morrow | 11173 | 11175 | 11209 | 11226 | 11224 | 11196 | 11095 | 11130 | 11222 | 11198 | 11360 | 11603 | Morrow County, Oregon
Multnomah County, Oregon | Multnomah | 735334 | 735146 | 737276 | 749742 | 760198 | 766532 | 778430 | 790008 | 803212 | 807885 | 809072 | 812855 | Multnomah County, Oregon
Polk County, Oregon | Polk | 75403 | 75400 | 75538 | 75931 | 76209 | 76544 | 77659 | 78962 | 81436 | 83711 | 84992 | 86085 | Polk County, Oregon
Sherman County, Oregon | Sherman | 1765 | 1766 | 1779 | 1750 | 1745 | 1725 | 1712 | 1689 | 1708 | 1735 | 1700 | 1780 | Sherman County, Oregon
Tillamook County, Oregon | Tillamook | 25250 | 25254 | 25254 | 25408 | 25287 | 25343 | 25321 | 25561 | 26116 | 26522 | 26710 | 27036 | Tillamook County, Oregon
Umatilla County, Oregon | Umatilla | 75889 | 75887 | 76094 | 76804 | 77005 | 76875 | 76685 | 76467 | 76686 | 77120 | 77421 | 77950 | Umatilla County, Oregon
Union County, Oregon | Union | 25748 | 25744 | 25731 | 25909 | 25802 | 25526 | 25637 | 25703 | 26061 | 26383 | 26701 | 26835 | Union County, Oregon
Wallowa County, Oregon | Wallowa | 7008 | 7008 | 7012 | 6979 | 6801 | 6771 | 6779 | 6813 | 6915 | 7025 | 7058 | 7208 | Wallowa County, Oregon
Wasco County, Oregon | Wasco | 25213 | 25211 | 25284 | 25216 | 25370 | 25323 | 25268 | 25457 | 25782 | 26296 | 26432 | 26682 | Wasco County, Oregon
Washington County, Oregon | Washington | 529710 | 529862 | 531638 | 540967 | 548524 | 555264 | 562316 | 572664 | 584910 | 591336 | 596904 | 601592 | Washington County, Oregon
Wheeler County, Oregon | Wheeler | 1441 | 1439 | 1447 | 1416 | 1409 | 1378 | 1350 | 1326 | 1319 | 1348 | 1351 | 1332 | Wheeler County, Oregon
Yamhill County, Oregon | Yamhill | 99193 | 99216 | 99304 | 99690 | 99894 | 99869 | 100797 | 101381 | 104070 | 105238 | 106367 | 107100 | Yamhill County, Oregon
Adams County, Pennsylvania | Adams | 101407 | 101428 | 101479 | 101474 | 101254 | 101137 | 101353 | 101808 | 101911 | 102562 | 103062 | 103009 | Adams County, Pennsylvania
Allegheny County, Pennsylvania | Allegheny | 1223348 | 1223303 | 1223957 | 1228297 | 1230911 | 1233700 | 1233027 | 1228827 | 1226426 | 1220141 | 1217281 | 1216045 | Allegheny County, Pennsylvania
Armstrong County, Pennsylvania | Armstrong | 68941 | 69059 | 68981 | 68613 | 68176 | 67964 | 67579 | 66860 | 66397 | 65991 | 65352 | 64735 | Armstrong County, Pennsylvania
Beaver County, Pennsylvania | Beaver | 170539 | 170531 | 170630 | 170310 | 170056 | 169726 | 168977 | 168241 | 166758 | 165654 | 164582 | 163929 | Beaver County, Pennsylvania
Bedford County, Pennsylvania | Bedford | 49762 | 49776 | 49699 | 49627 | 49592 | 49318 | 49131 | 48748 | 48601 | 48356 | 48094 | 47888 | Bedford County, Pennsylvania
Berks County, Pennsylvania | Berks | 411442 | 411570 | 412039 | 413008 | 413518 | 413915 | 414559 | 415138 | 415784 | 417511 | 420529 | 421164 | Berks County, Pennsylvania
Blair County, Pennsylvania | Blair | 127089 | 127117 | 127045 | 126970 | 126544 | 125836 | 125274 | 124596 | 123708 | 123147 | 122503 | 121829 | Blair County, Pennsylvania
Bradford County, Pennsylvania | Bradford | 62622 | 62700 | 62731 | 63109 | 63000 | 62510 | 61947 | 61644 | 61092 | 60963 | 60794 | 60323 | Bradford County, Pennsylvania
Bucks County, Pennsylvania | Bucks | 625249 | 625256 | 625385 | 625938 | 625346 | 625012 | 625253 | 625276 | 625861 | 626811 | 627812 | 628270 | Bucks County, Pennsylvania
Butler County, Pennsylvania | Butler | 183862 | 183880 | 184115 | 184687 | 184929 | 185103 | 185778 | 185936 | 186240 | 186828 | 187638 | 187853 | Butler County, Pennsylvania
Cambria County, Pennsylvania | Cambria | 143679 | 143695 | 143461 | 142579 | 141536 | 138826 | 137537 | 136028 | 134414 | 132960 | 131449 | 130192 | Cambria County, Pennsylvania
Cameron County, Pennsylvania | Cameron | 5085 | 5085 | 5081 | 5013 | 4974 | 4927 | 4831 | 4776 | 4710 | 4619 | 4501 | 4447 | Cameron County, Pennsylvania
Carbon County, Pennsylvania | Carbon | 65249 | 65244 | 65248 | 65086 | 64800 | 64538 | 64255 | 63753 | 63499 | 63828 | 64175 | 64182 | Carbon County, Pennsylvania
Centre County, Pennsylvania | Centre | 153990 | 154005 | 154230 | 155067 | 155826 | 158231 | 159653 | 160466 | 162034 | 162316 | 162601 | 162385 | Centre County, Pennsylvania
Chester County, Pennsylvania | Chester | 498886 | 499133 | 499925 | 503462 | 506089 | 509105 | 512770 | 515055 | 516767 | 518901 | 522086 | 524989 | Chester County, Pennsylvania
Clarion County, Pennsylvania | Clarion | 39988 | 39988 | 39923 | 39898 | 39461 | 39074 | 38911 | 38876 | 38590 | 38998 | 38672 | 38438 | Clarion County, Pennsylvania
Clearfield County, Pennsylvania | Clearfield | 81642 | 81609 | 81545 | 81433 | 81401 | 81428 | 81006 | 80718 | 80196 | 79799 | 79572 | 79255 | Clearfield County, Pennsylvania
Clinton County, Pennsylvania | Clinton | 39238 | 39253 | 39263 | 39511 | 39734 | 39831 | 39486 | 39400 | 39017 | 38830 | 38696 | 38632 | Clinton County, Pennsylvania
Columbia County, Pennsylvania | Columbia | 67295 | 67299 | 67356 | 67082 | 67039 | 67193 | 67119 | 66681 | 66133 | 65581 | 65215 | 64964 | Columbia County, Pennsylvania
Crawford County, Pennsylvania | Crawford | 88765 | 88750 | 88614 | 88167 | 87730 | 87508 | 87154 | 86510 | 86306 | 85772 | 85110 | 84629 | Crawford County, Pennsylvania
Cumberland County, Pennsylvania | Cumberland | 235406 | 235387 | 235886 | 237107 | 239244 | 241059 | 243280 | 245744 | 247369 | 249024 | 251131 | 253370 | Cumberland County, Pennsylvania
Dauphin County, Pennsylvania | Dauphin | 268100 | 268126 | 268281 | 269249 | 270005 | 271431 | 272223 | 273085 | 274196 | 275714 | 276864 | 278299 | Dauphin County, Pennsylvania
Delaware County, Pennsylvania | Delaware | 558979 | 558757 | 558981 | 559275 | 560761 | 561499 | 562696 | 563225 | 563708 | 563858 | 565231 | 566747 | Delaware County, Pennsylvania
Elk County, Pennsylvania | Elk | 31946 | 31946 | 31861 | 31799 | 31618 | 31461 | 31187 | 30897 | 30512 | 30271 | 30110 | 29910 | Elk County, Pennsylvania
Erie County, Pennsylvania | Erie | 280566 | 280584 | 280799 | 281327 | 281532 | 280717 | 279423 | 278174 | 276170 | 273558 | 271544 | 269728 | Erie County, Pennsylvania
Fayette County, Pennsylvania | Fayette | 136606 | 136601 | 136441 | 136015 | 135288 | 134601 | 133999 | 133252 | 132350 | 131309 | 130323 | 129274 | Fayette County, Pennsylvania
Forest County, Pennsylvania | Forest | 7716 | 7709 | 7706 | 7675 | 7591 | 7544 | 7467 | 7381 | 7334 | 7317 | 7284 | 7247 | Forest County, Pennsylvania
Franklin County, Pennsylvania | Franklin | 149618 | 149631 | 149925 | 150934 | 151482 | 151945 | 152607 | 153048 | 153705 | 154376 | 154579 | 155027 | Franklin County, Pennsylvania
Fulton County, Pennsylvania | Fulton | 14845 | 14844 | 14862 | 14739 | 14702 | 14620 | 14535 | 14509 | 14497 | 14469 | 14525 | 14530 | Fulton County, Pennsylvania
Greene County, Pennsylvania | Greene | 38686 | 38685 | 38607 | 38363 | 38026 | 37856 | 37755 | 37402 | 37209 | 36846 | 36661 | 36233 | Greene County, Pennsylvania
Huntingdon County, Pennsylvania | Huntingdon | 45913 | 46000 | 45994 | 46006 | 45938 | 45840 | 45736 | 45499 | 45380 | 45429 | 45395 | 45144 | Huntingdon County, Pennsylvania
Indiana County, Pennsylvania | Indiana | 88880 | 88885 | 88862 | 88626 | 88216 | 88140 | 87417 | 86747 | 85155 | 84743 | 84441 | 84073 | Indiana County, Pennsylvania
Jefferson County, Pennsylvania | Jefferson | 45200 | 45189 | 45163 | 44921 | 44806 | 44880 | 44572 | 44344 | 44031 | 43818 | 43614 | 43425 | Jefferson County, Pennsylvania
Juniata County, Pennsylvania | Juniata | 24636 | 24637 | 24626 | 24713 | 24613 | 24480 | 24486 | 24445 | 24559 | 24635 | 24718 | 24763 | Juniata County, Pennsylvania
Lackawanna County, Pennsylvania | Lackawanna | 214437 | 214415 | 214501 | 214361 | 214176 | 213725 | 212829 | 211863 | 211004 | 210451 | 210269 | 209674 | Lackawanna County, Pennsylvania
Lancaster County, Pennsylvania | Lancaster | 519445 | 519443 | 520319 | 523957 | 526878 | 530012 | 533289 | 535811 | 538160 | 541332 | 543969 | 545724 | Lancaster County, Pennsylvania
Lawrence County, Pennsylvania | Lawrence | 91108 | 91157 | 91018 | 90522 | 89883 | 89258 | 88644 | 88122 | 87325 | 86546 | 86128 | 85512 | Lawrence County, Pennsylvania
Lebanon County, Pennsylvania | Lebanon | 133568 | 133597 | 133664 | 134529 | 135545 | 135804 | 136538 | 137479 | 138480 | 139553 | 141339 | 141793 | Lebanon County, Pennsylvania
Lehigh County, Pennsylvania | Lehigh | 349497 | 349675 | 350164 | 353436 | 354759 | 355341 | 357636 | 359710 | 362298 | 365577 | 368359 | 369318 | Lehigh County, Pennsylvania
Luzerne County, Pennsylvania | Luzerne | 320918 | 320906 | 320998 | 321006 | 321147 | 319637 | 319150 | 318059 | 317172 | 317808 | 317859 | 317417 | Luzerne County, Pennsylvania
Lycoming County, Pennsylvania | Lycoming | 116111 | 116102 | 116225 | 116748 | 117222 | 116598 | 116290 | 115598 | 114876 | 114012 | 113866 | 113299 | Lycoming County, Pennsylvania
McKean County, Pennsylvania | McKean | 43450 | 43461 | 43345 | 43138 | 43145 | 42808 | 42643 | 42400 | 41670 | 41362 | 40950 | 40625 | McKean County, Pennsylvania
Mercer County, Pennsylvania | Mercer | 116638 | 116663 | 116605 | 116150 | 115637 | 115129 | 114675 | 113624 | 112598 | 111473 | 110471 | 109424 | Mercer County, Pennsylvania
Mifflin County, Pennsylvania | Mifflin | 46682 | 46679 | 46641 | 46747 | 46754 | 46629 | 46490 | 46427 | 46316 | 46290 | 46211 | 46138 | Mifflin County, Pennsylvania
Monroe County, Pennsylvania | Monroe | 169842 | 169841 | 169849 | 169891 | 168628 | 167355 | 167285 | 166481 | 166220 | 167895 | 169294 | 170271 | Monroe County, Pennsylvania
Montgomery County, Pennsylvania | Montgomery | 799874 | 799840 | 800874 | 805281 | 808672 | 812586 | 815753 | 817180 | 819791 | 824303 | 826924 | 830915 | Montgomery County, Pennsylvania
Montour County, Pennsylvania | Montour | 18267 | 18256 | 18301 | 18367 | 18433 | 18399 | 18419 | 18299 | 18257 | 18270 | 18240 | 18230 | Montour County, Pennsylvania
Northampton County, Pennsylvania | Northampton | 297735 | 297712 | 297935 | 298266 | 299022 | 298955 | 299598 | 300090 | 301307 | 302801 | 304564 | 305285 | Northampton County, Pennsylvania
Northumberland County, Pennsylvania | Northumberland | 94528 | 94476 | 94293 | 94392 | 94410 | 93877 | 93590 | 92878 | 92283 | 91721 | 91080 | 90843 | Northumberland County, Pennsylvania
Perry County, Pennsylvania | Perry | 45969 | 45931 | 45921 | 45924 | 45808 | 45649 | 45661 | 45849 | 45945 | 46046 | 46154 | 46272 | Perry County, Pennsylvania
Philadelphia County, Pennsylvania | Philadelphia | 1526006 | 1526012 | 1528283 | 1540466 | 1551824 | 1558313 | 1565460 | 1571065 | 1576051 | 1580601 | 1583592 | 1584064 | Philadelphia County, Pennsylvania
Pike County, Pennsylvania | Pike | 57369 | 57338 | 57359 | 57065 | 56281 | 56061 | 55638 | 55322 | 54955 | 55397 | 55780 | 55809 | Pike County, Pennsylvania
Potter County, Pennsylvania | Potter | 17457 | 17447 | 17454 | 17456 | 17562 | 17453 | 17192 | 17086 | 16954 | 16841 | 16623 | 16526 | Potter County, Pennsylvania
Schuylkill County, Pennsylvania | Schuylkill | 148289 | 148290 | 148288 | 147538 | 147125 | 146668 | 145393 | 144117 | 143497 | 142580 | 141815 | 141359 | Schuylkill County, Pennsylvania
Snyder County, Pennsylvania | Snyder | 39702 | 39721 | 39708 | 39782 | 39882 | 40123 | 40234 | 40509 | 40423 | 40594 | 40518 | 40372 | Snyder County, Pennsylvania
Somerset County, Pennsylvania | Somerset | 77742 | 77731 | 77759 | 77274 | 77012 | 76587 | 76146 | 75383 | 74860 | 74242 | 73872 | 73447 | Somerset County, Pennsylvania
Sullivan County, Pennsylvania | Sullivan | 6428 | 6429 | 6407 | 6414 | 6404 | 6301 | 6278 | 6267 | 6126 | 6142 | 6076 | 6066 | Sullivan County, Pennsylvania
Susquehanna County, Pennsylvania | Susquehanna | 43356 | 43327 | 43342 | 43229 | 42925 | 42397 | 42085 | 41775 | 41252 | 40934 | 40560 | 40328 | Susquehanna County, Pennsylvania
Tioga County, Pennsylvania | Tioga | 41981 | 41904 | 41974 | 42242 | 42451 | 42211 | 41899 | 41519 | 41250 | 40671 | 40690 | 40591 | Tioga County, Pennsylvania
Union County, Pennsylvania | Union | 44947 | 44963 | 45001 | 45111 | 45162 | 44735 | 44974 | 45519 | 45454 | 44642 | 45017 | 44923 | Union County, Pennsylvania
Venango County, Pennsylvania | Venango | 54984 | 54988 | 54972 | 54682 | 54188 | 53811 | 53348 | 52954 | 52477 | 51790 | 51201 | 50668 | Venango County, Pennsylvania
Warren County, Pennsylvania | Warren | 41815 | 41811 | 41771 | 41506 | 41261 | 40954 | 40658 | 40334 | 40026 | 39679 | 39551 | 39191 | Warren County, Pennsylvania
Washington County, Pennsylvania | Washington | 207820 | 207849 | 207938 | 208059 | 208296 | 208046 | 207963 | 207718 | 207386 | 207075 | 207018 | 206865 | Washington County, Pennsylvania
Wayne County, Pennsylvania | Wayne | 52822 | 52873 | 52868 | 52750 | 52254 | 52204 | 52064 | 51823 | 51339 | 51192 | 51395 | 51361 | Wayne County, Pennsylvania
Westmoreland County, Pennsylvania | Westmoreland | 365169 | 365071 | 365028 | 364436 | 362787 | 360663 | 358866 | 356923 | 354665 | 352006 | 350459 | 348899 | Westmoreland County, Pennsylvania
Wyoming County, Pennsylvania | Wyoming | 28276 | 28283 | 28241 | 28309 | 28381 | 28133 | 28167 | 27812 | 27546 | 27396 | 27087 | 26794 | Wyoming County, Pennsylvania
York County, Pennsylvania | York | 434972 | 435015 | 435413 | 436701 | 437466 | 438932 | 440475 | 441741 | 443693 | 445484 | 447847 | 449058 | York County, Pennsylvania
Bristol County, Rhode Island | Bristol | 49875 | 49844 | 49818 | 49233 | 49268 | 49247 | 49074 | 49127 | 48844 | 48734 | 48637 | 48479 | Bristol County, Rhode Island
Kent County, Rhode Island | Kent | 166158 | 166109 | 166030 | 165278 | 164627 | 164358 | 164490 | 163747 | 163711 | 163543 | 164053 | 164292 | Kent County, Rhode Island
Newport County, Rhode Island | Newport | 82888 | 83141 | 83176 | 83212 | 83206 | 83459 | 83351 | 83259 | 83164 | 82952 | 82547 | 82082 | Newport County, Rhode Island
Providence County, Rhode Island | Providence | 626667 | 626781 | 627838 | 629393 | 631229 | 631584 | 632668 | 633747 | 634922 | 634130 | 636953 | 638931 | Providence County, Rhode Island
Washington County, Rhode Island | Washington | 126979 | 127089 | 127097 | 126533 | 126291 | 126433 | 126353 | 126185 | 126129 | 126314 | 126097 | 125577 | Washington County, Rhode Island
Abbeville County, South Carolina | Abbeville | 25417 | 25416 | 25328 | 25081 | 25019 | 24899 | 24795 | 24796 | 24657 | 24567 | 24587 | 24527 | Abbeville County, South Carolina
Aiken County, South Carolina | Aiken | 160099 | 160129 | 160552 | 161594 | 162922 | 163702 | 164215 | 165688 | 167172 | 168325 | 169449 | 170872 | Aiken County, South Carolina
Allendale County, South Carolina | Allendale | 10419 | 10419 | 10354 | 10236 | 9982 | 9825 | 9701 | 9430 | 9067 | 9012 | 8924 | 8688 | Allendale County, South Carolina
Anderson County, South Carolina | Anderson | 187126 | 186922 | 187086 | 188160 | 188820 | 190005 | 191793 | 193700 | 195582 | 198186 | 200292 | 202558 | Anderson County, South Carolina
Bamberg County, South Carolina | Bamberg | 15987 | 15972 | 15956 | 15818 | 15690 | 15396 | 15153 | 14682 | 14478 | 14384 | 14272 | 14066 | Bamberg County, South Carolina
Barnwell County, South Carolina | Barnwell | 22621 | 22621 | 22638 | 22460 | 22357 | 22210 | 22024 | 21781 | 21606 | 21355 | 21121 | 20866 | Barnwell County, South Carolina
Beaufort County, South Carolina | Beaufort | 162233 | 162219 | 162829 | 164032 | 167415 | 170962 | 175040 | 179796 | 183184 | 186497 | 188876 | 192122 | Beaufort County, South Carolina
Berkeley County, South Carolina | Berkeley | 177843 | 178373 | 179480 | 183778 | 189603 | 194031 | 198295 | 203066 | 208525 | 214541 | 221182 | 227907 | Berkeley County, South Carolina
Calhoun County, South Carolina | Calhoun | 15175 | 15178 | 15097 | 15095 | 14870 | 14989 | 14845 | 14759 | 14744 | 14696 | 14563 | 14553 | Calhoun County, South Carolina
Charleston County, South Carolina | Charleston | 350209 | 350128 | 350940 | 357335 | 364628 | 371703 | 379793 | 389310 | 396880 | 402008 | 406222 | 411406 | Charleston County, South Carolina
Cherokee County, South Carolina | Cherokee | 55342 | 55488 | 55535 | 55705 | 55822 | 56056 | 56351 | 56512 | 56683 | 56913 | 57069 | 57300 | Cherokee County, South Carolina
Chester County, South Carolina | Chester | 33140 | 33159 | 33163 | 32883 | 32703 | 32737 | 32441 | 32410 | 32297 | 32299 | 32304 | 32244 | Chester County, South Carolina
Chesterfield County, South Carolina | Chesterfield | 46734 | 46722 | 46614 | 46499 | 46068 | 46116 | 46143 | 46135 | 46120 | 45979 | 45881 | 45650 | Chesterfield County, South Carolina
Clarendon County, South Carolina | Clarendon | 34971 | 34949 | 34948 | 34710 | 34326 | 34260 | 34214 | 34029 | 34259 | 34012 | 33742 | 33745 | Clarendon County, South Carolina
Colleton County, South Carolina | Colleton | 38892 | 38887 | 38887 | 38449 | 38105 | 37664 | 37528 | 37439 | 37579 | 37555 | 37676 | 37677 | Colleton County, South Carolina
Darlington County, South Carolina | Darlington | 68681 | 68611 | 68522 | 68168 | 68056 | 67808 | 67647 | 67520 | 67259 | 66981 | 66759 | 66618 | Darlington County, South Carolina
Dillon County, South Carolina | Dillon | 32062 | 32059 | 32078 | 31750 | 31530 | 31411 | 31296 | 31141 | 30719 | 30496 | 30612 | 30479 | Dillon County, South Carolina
Dorchester County, South Carolina | Dorchester | 136555 | 136144 | 137030 | 140149 | 142608 | 145538 | 148748 | 152809 | 156173 | 158988 | 160718 | 162809 | Dorchester County, South Carolina
Edgefield County, South Carolina | Edgefield | 26985 | 26965 | 26963 | 26891 | 26559 | 26567 | 26651 | 26782 | 26626 | 26837 | 27132 | 27260 | Edgefield County, South Carolina
Fairfield County, South Carolina | Fairfield | 23956 | 23959 | 23840 | 23572 | 23405 | 23194 | 23025 | 22874 | 22633 | 22593 | 22376 | 22347 | Fairfield County, South Carolina
Florence County, South Carolina | Florence | 136885 | 136965 | 137140 | 137632 | 137985 | 138178 | 138779 | 138715 | 138595 | 138495 | 138277 | 138293 | Florence County, South Carolina
Georgetown County, South Carolina | Georgetown | 60158 | 60311 | 60327 | 60173 | 60232 | 60476 | 60825 | 61456 | 61565 | 61826 | 62232 | 62680 | Georgetown County, South Carolina
Greenville County, South Carolina | Greenville | 451225 | 451211 | 452697 | 458916 | 466062 | 473014 | 481485 | 490900 | 499122 | 506831 | 514621 | 523542 | Greenville County, South Carolina
Greenwood County, South Carolina | Greenwood | 69661 | 69691 | 69766 | 69848 | 69958 | 69823 | 69670 | 69962 | 70188 | 70496 | 70597 | 70811 | Greenwood County, South Carolina
Hampton County, South Carolina | Hampton | 21090 | 21090 | 21073 | 20796 | 20737 | 20386 | 20427 | 19963 | 19789 | 19498 | 19348 | 19222 | Hampton County, South Carolina
Horry County, South Carolina | Horry | 269291 | 269146 | 270274 | 275465 | 281286 | 288783 | 297760 | 308987 | 321033 | 332655 | 344105 | 354081 | Horry County, South Carolina
Jasper County, South Carolina | Jasper | 24777 | 24791 | 24948 | 25298 | 25730 | 26330 | 26685 | 27460 | 28085 | 28522 | 29147 | 30073 | Jasper County, South Carolina
Kershaw County, South Carolina | Kershaw | 61697 | 61594 | 61710 | 62130 | 62293 | 62592 | 63183 | 63661 | 64333 | 65213 | 65802 | 66551 | Kershaw County, South Carolina
Lancaster County, South Carolina | Lancaster | 76652 | 76651 | 76971 | 77850 | 79315 | 80649 | 83429 | 86261 | 89823 | 92411 | 95035 | 98012 | Lancaster County, South Carolina
Laurens County, South Carolina | Laurens | 66537 | 66513 | 66505 | 66446 | 66214 | 66149 | 66464 | 66421 | 66603 | 66822 | 66890 | 67493 | Laurens County, South Carolina
Lee County, South Carolina | Lee | 19220 | 19226 | 19222 | 18887 | 18632 | 18381 | 18337 | 17809 | 17506 | 17388 | 17294 | 16828 | Lee County, South Carolina
Lexington County, South Carolina | Lexington | 262391 | 262453 | 263357 | 266362 | 269787 | 273248 | 277423 | 281675 | 286277 | 290338 | 294350 | 298750 | Lexington County, South Carolina
McCormick County, South Carolina | McCormick | 10233 | 10229 | 10209 | 10013 | 9921 | 9873 | 9805 | 9656 | 9572 | 9554 | 9408 | 9463 | McCormick County, South Carolina
Marion County, South Carolina | Marion | 33062 | 33058 | 32956 | 32780 | 32408 | 32082 | 31952 | 31770 | 31760 | 31295 | 31056 | 30657 | Marion County, South Carolina
Marlboro County, South Carolina | Marlboro | 28933 | 28935 | 28917 | 28585 | 28259 | 28060 | 28037 | 27585 | 26979 | 26691 | 26392 | 26118 | Marlboro County, South Carolina
Newberry County, South Carolina | Newberry | 37508 | 37510 | 37609 | 37502 | 37531 | 37461 | 37660 | 37772 | 37934 | 38381 | 38443 | 38440 | Newberry County, South Carolina
Oconee County, South Carolina | Oconee | 74273 | 74285 | 74348 | 74252 | 74551 | 74937 | 75219 | 75863 | 76535 | 77388 | 78307 | 79546 | Oconee County, South Carolina
Orangeburg County, South Carolina | Orangeburg | 92501 | 92508 | 92321 | 91697 | 91461 | 90673 | 90049 | 89159 | 88419 | 87671 | 87013 | 86175 | Orangeburg County, South Carolina
Pickens County, South Carolina | Pickens | 119224 | 119385 | 119337 | 119698 | 119807 | 119249 | 120543 | 121500 | 123020 | 123518 | 125225 | 126884 | Pickens County, South Carolina
Richland County, South Carolina | Richland | 384504 | 384425 | 385735 | 389233 | 393029 | 396757 | 400335 | 406008 | 409014 | 411800 | 414202 | 415759 | Richland County, South Carolina
Saluda County, South Carolina | Saluda | 19875 | 19860 | 19907 | 19803 | 19866 | 20062 | 20071 | 20159 | 20187 | 20299 | 20397 | 20473 | Saluda County, South Carolina
Spartanburg County, South Carolina | Spartanburg | 284307 | 284304 | 284731 | 286102 | 288176 | 290414 | 292981 | 296558 | 300867 | 306740 | 314137 | 319785 | Spartanburg County, South Carolina
Sumter County, South Carolina | Sumter | 107456 | 107485 | 107607 | 107308 | 107800 | 107747 | 107663 | 107151 | 107075 | 106431 | 106409 | 106721 | Sumter County, South Carolina
Union County, South Carolina | Union | 28961 | 28973 | 28930 | 28670 | 28206 | 28004 | 27923 | 27743 | 27666 | 27400 | 27324 | 27316 | Union County, South Carolina
Williamsburg County, South Carolina | Williamsburg | 34423 | 34410 | 34347 | 34109 | 33561 | 33074 | 32733 | 32519 | 31912 | 31216 | 30606 | 30368 | Williamsburg County, South Carolina
York County, South Carolina | York | 226073 | 226037 | 226865 | 230074 | 234059 | 238605 | 244481 | 250566 | 257866 | 266165 | 273782 | 280979 | York County, South Carolina
Aurora County, South Dakota | Aurora | 2710 | 2710 | 2701 | 2716 | 2762 | 2715 | 2743 | 2744 | 2764 | 2769 | 2785 | 2751 | Aurora County, South Dakota
Beadle County, South Dakota | Beadle | 17398 | 17399 | 17406 | 17708 | 17994 | 18201 | 18056 | 18127 | 18188 | 18541 | 18423 | 18453 | Beadle County, South Dakota
Bennett County, South Dakota | Bennett | 3431 | 3431 | 3451 | 3449 | 3450 | 3463 | 3436 | 3402 | 3441 | 3446 | 3473 | 3365 | Bennett County, South Dakota
Bon Homme County, South Dakota | Bon Homme | 7070 | 7067 | 7061 | 7016 | 7028 | 6983 | 6977 | 6943 | 6940 | 6952 | 6910 | 6901 | Bon Homme County, South Dakota
Brookings County, South Dakota | Brookings | 31965 | 31966 | 31999 | 32140 | 32768 | 33016 | 33250 | 33800 | 34301 | 34749 | 35077 | 35077 | Brookings County, South Dakota
Brown County, South Dakota | Brown | 36531 | 36532 | 36653 | 36925 | 37569 | 38136 | 38255 | 38400 | 38900 | 39290 | 39145 | 38839 | Brown County, South Dakota
Brule County, South Dakota | Brule | 5255 | 5255 | 5282 | 5296 | 5293 | 5359 | 5280 | 5243 | 5216 | 5304 | 5230 | 5297 | Brule County, South Dakota
Buffalo County, South Dakota | Buffalo | 1912 | 1913 | 1934 | 1978 | 2016 | 2025 | 2086 | 2098 | 2030 | 2013 | 2027 | 1962 | Buffalo County, South Dakota
Butte County, South Dakota | Butte | 10110 | 10112 | 10144 | 10308 | 10217 | 10281 | 10243 | 10207 | 10124 | 10114 | 10253 | 10429 | Butte County, South Dakota
Campbell County, South Dakota | Campbell | 1466 | 1466 | 1471 | 1423 | 1405 | 1368 | 1401 | 1413 | 1386 | 1372 | 1366 | 1376 | Campbell County, South Dakota
Charles Mix County, South Dakota | Charles Mix | 9129 | 9131 | 9154 | 9190 | 9196 | 9187 | 9239 | 9360 | 9358 | 9404 | 9331 | 9292 | Charles Mix County, South Dakota
Clark County, South Dakota | Clark | 3691 | 3691 | 3698 | 3596 | 3594 | 3625 | 3649 | 3649 | 3637 | 3679 | 3726 | 3736 | Clark County, South Dakota
Clay County, South Dakota | Clay | 13864 | 13866 | 13828 | 13983 | 14064 | 13896 | 13883 | 13768 | 13933 | 14032 | 13983 | 14070 | Clay County, South Dakota
Codington County, South Dakota | Codington | 27227 | 27225 | 27212 | 27432 | 27626 | 27863 | 27953 | 27899 | 28062 | 28125 | 28033 | 28009 | Codington County, South Dakota
Corson County, South Dakota | Corson | 4050 | 4040 | 4067 | 4036 | 4069 | 4208 | 4172 | 4175 | 4118 | 4195 | 4178 | 4086 | Corson County, South Dakota
Custer County, South Dakota | Custer | 8216 | 8218 | 8275 | 8346 | 8315 | 8404 | 8428 | 8444 | 8606 | 8763 | 8812 | 8972 | Custer County, South Dakota
Davison County, South Dakota | Davison | 19504 | 19504 | 19482 | 19720 | 19952 | 19941 | 19967 | 19916 | 20011 | 19870 | 19784 | 19775 | Davison County, South Dakota
Day County, South Dakota | Day | 5710 | 5710 | 5709 | 5740 | 5592 | 5575 | 5503 | 5496 | 5509 | 5494 | 5507 | 5424 | Day County, South Dakota
Deuel County, South Dakota | Deuel | 4364 | 4364 | 4350 | 4367 | 4375 | 4310 | 4320 | 4323 | 4253 | 4311 | 4352 | 4351 | Deuel County, South Dakota
Dewey County, South Dakota | Dewey | 5301 | 5301 | 5327 | 5399 | 5534 | 5586 | 5668 | 5705 | 5785 | 5857 | 5925 | 5892 | Dewey County, South Dakota
Douglas County, South Dakota | Douglas | 3002 | 3000 | 2994 | 2974 | 2948 | 2974 | 2928 | 2952 | 2919 | 2927 | 2926 | 2921 | Douglas County, South Dakota
Edmunds County, South Dakota | Edmunds | 4071 | 4071 | 4065 | 4041 | 4011 | 4023 | 3969 | 3996 | 3939 | 3915 | 3866 | 3829 | Edmunds County, South Dakota
Fall River County, South Dakota | Fall River | 7094 | 7094 | 7114 | 6955 | 6970 | 6806 | 6846 | 6800 | 6785 | 6698 | 6740 | 6713 | Fall River County, South Dakota
Faulk County, South Dakota | Faulk | 2364 | 2364 | 2368 | 2355 | 2355 | 2349 | 2320 | 2307 | 2317 | 2323 | 2315 | 2299 | Faulk County, South Dakota
Grant County, South Dakota | Grant | 7356 | 7358 | 7349 | 7355 | 7398 | 7386 | 7311 | 7218 | 7212 | 7159 | 7103 | 7052 | Grant County, South Dakota
Gregory County, South Dakota | Gregory | 4271 | 4271 | 4270 | 4220 | 4243 | 4232 | 4226 | 4192 | 4158 | 4206 | 4189 | 4185 | Gregory County, South Dakota
Haakon County, South Dakota | Haakon | 1937 | 1937 | 1931 | 1919 | 1923 | 1881 | 1846 | 1850 | 1885 | 1921 | 1902 | 1899 | Haakon County, South Dakota
Hamlin County, South Dakota | Hamlin | 5903 | 5899 | 5915 | 5965 | 5947 | 5928 | 5954 | 5976 | 5917 | 5998 | 6070 | 6164 | Hamlin County, South Dakota
Hand County, South Dakota | Hand | 3431 | 3430 | 3434 | 3435 | 3377 | 3376 | 3340 | 3306 | 3275 | 3275 | 3240 | 3191 | Hand County, South Dakota
Hanson County, South Dakota | Hanson | 3331 | 3332 | 3330 | 3374 | 3380 | 3402 | 3421 | 3387 | 3383 | 3409 | 3364 | 3453 | Hanson County, South Dakota
Harding County, South Dakota | Harding | 1255 | 1255 | 1246 | 1275 | 1304 | 1259 | 1245 | 1270 | 1267 | 1244 | 1252 | 1298 | Harding County, South Dakota
Hughes County, South Dakota | Hughes | 17022 | 17022 | 17072 | 17310 | 17435 | 17428 | 17627 | 17555 | 17604 | 17670 | 17683 | 17526 | Hughes County, South Dakota
Hutchinson County, South Dakota | Hutchinson | 7343 | 7343 | 7337 | 7247 | 7255 | 7190 | 7225 | 7267 | 7327 | 7349 | 7306 | 7291 | Hutchinson County, South Dakota
Hyde County, South Dakota | Hyde | 1420 | 1420 | 1422 | 1399 | 1429 | 1379 | 1393 | 1386 | 1333 | 1297 | 1271 | 1301 | Hyde County, South Dakota
Jackson County, South Dakota | Jackson | 3031 | 3030 | 3050 | 3157 | 3171 | 3233 | 3270 | 3278 | 3280 | 3269 | 3278 | 3344 | Jackson County, South Dakota
Jerauld County, South Dakota | Jerauld | 2071 | 2071 | 2091 | 2074 | 2054 | 2070 | 2040 | 2018 | 2008 | 2024 | 2026 | 2013 | Jerauld County, South Dakota
Jones County, South Dakota | Jones | 1006 | 1006 | 1011 | 1004 | 991 | 972 | 956 | 917 | 931 | 922 | 928 | 903 | Jones County, South Dakota
Kingsbury County, South Dakota | Kingsbury | 5148 | 5147 | 5132 | 5169 | 5231 | 5065 | 5052 | 4952 | 4973 | 4929 | 4926 | 4939 | Kingsbury County, South Dakota
Lake County, South Dakota | Lake | 11200 | 11202 | 11279 | 11559 | 11750 | 11910 | 12088 | 12334 | 12605 | 12795 | 13055 | 12797 | Lake County, South Dakota
Lawrence County, South Dakota | Lawrence | 24097 | 24090 | 24205 | 24329 | 24402 | 24939 | 24732 | 24827 | 25317 | 25677 | 25727 | 25844 | Lawrence County, South Dakota
Lincoln County, South Dakota | Lincoln | 44828 | 44823 | 45183 | 46800 | 48399 | 49891 | 51571 | 52959 | 54567 | 56681 | 58795 | 61128 | Lincoln County, South Dakota
Lyman County, South Dakota | Lyman | 3755 | 3755 | 3761 | 3810 | 3777 | 3848 | 3858 | 3881 | 3900 | 3876 | 3804 | 3781 | Lyman County, South Dakota
McCook County, South Dakota | McCook | 5618 | 5618 | 5609 | 5542 | 5566 | 5594 | 5548 | 5483 | 5508 | 5561 | 5601 | 5586 | McCook County, South Dakota
McPherson County, South Dakota | McPherson | 2459 | 2459 | 2455 | 2451 | 2428 | 2424 | 2418 | 2397 | 2418 | 2401 | 2401 | 2379 | McPherson County, South Dakota
Marshall County, South Dakota | Marshall | 4656 | 4656 | 4642 | 4625 | 4690 | 4795 | 4728 | 4821 | 4833 | 4945 | 4921 | 4935 | Marshall County, South Dakota
Meade County, South Dakota | Meade | 25434 | 25440 | 25484 | 25499 | 25843 | 26401 | 26721 | 26770 | 27339 | 27941 | 28204 | 28332 | Meade County, South Dakota
Mellette County, South Dakota | Mellette | 2048 | 2043 | 2026 | 2072 | 2051 | 2047 | 2067 | 2025 | 2076 | 2063 | 2034 | 2061 | Mellette County, South Dakota
Miner County, South Dakota | Miner | 2389 | 2389 | 2374 | 2325 | 2298 | 2312 | 2281 | 2207 | 2229 | 2200 | 2204 | 2216 | Miner County, South Dakota
Minnehaha County, South Dakota | Minnehaha | 169468 | 169474 | 169955 | 171452 | 174766 | 177981 | 180822 | 183439 | 186268 | 189538 | 190992 | 193134 | Minnehaha County, South Dakota
Moody County, South Dakota | Moody | 6486 | 6493 | 6493 | 6499 | 6492 | 6451 | 6435 | 6453 | 6508 | 6494 | 6502 | 6576 | Moody County, South Dakota
Oglala Lakota County, South Dakota | Oglala Lakota | 13586 | 13586 | 13636 | 13896 | 14037 | 14126 | 14213 | 14358 | 14425 | 14384 | 14331 | 14177 | Oglala Lakota County, South Dakota
Pennington County, South Dakota | Pennington | 100948 | 100960 | 101243 | 102404 | 104232 | 105919 | 107510 | 108088 | 109111 | 110503 | 111950 | 113775 | Pennington County, South Dakota
Perkins County, South Dakota | Perkins | 2982 | 2991 | 2988 | 3018 | 3032 | 3025 | 3023 | 2984 | 2964 | 2962 | 2908 | 2865 | Perkins County, South Dakota
Potter County, South Dakota | Potter | 2329 | 2334 | 2351 | 2370 | 2340 | 2357 | 2306 | 2295 | 2256 | 2214 | 2206 | 2153 | Potter County, South Dakota
Roberts County, South Dakota | Roberts | 10149 | 10147 | 10189 | 10291 | 10324 | 10238 | 10280 | 10209 | 10192 | 10265 | 10376 | 10394 | Roberts County, South Dakota
Sanborn County, South Dakota | Sanborn | 2355 | 2355 | 2354 | 2355 | 2318 | 2325 | 2331 | 2348 | 2374 | 2435 | 2396 | 2344 | Sanborn County, South Dakota
Spink County, South Dakota | Spink | 6415 | 6415 | 6421 | 6564 | 6740 | 6666 | 6656 | 6554 | 6493 | 6507 | 6484 | 6376 | Spink County, South Dakota
Stanley County, South Dakota | Stanley | 2966 | 2966 | 2971 | 2978 | 2976 | 2979 | 2979 | 2974 | 3012 | 2986 | 3017 | 3098 | Stanley County, South Dakota
Sully County, South Dakota | Sully | 1373 | 1368 | 1377 | 1374 | 1428 | 1435 | 1405 | 1401 | 1410 | 1398 | 1377 | 1391 | Sully County, South Dakota
Todd County, South Dakota | Todd | 9612 | 9610 | 9642 | 9842 | 9908 | 9994 | 9951 | 10041 | 10233 | 10277 | 10245 | 10177 | Todd County, South Dakota
Tripp County, South Dakota | Tripp | 5644 | 5649 | 5648 | 5632 | 5518 | 5523 | 5509 | 5422 | 5495 | 5443 | 5491 | 5441 | Tripp County, South Dakota
Turner County, South Dakota | Turner | 8347 | 8349 | 8352 | 8356 | 8301 | 8306 | 8192 | 8131 | 8259 | 8303 | 8422 | 8384 | Turner County, South Dakota
Union County, South Dakota | Union | 14399 | 14398 | 14491 | 14642 | 14800 | 14759 | 14991 | 14925 | 15137 | 15277 | 15570 | 15932 | Union County, South Dakota
Walworth County, South Dakota | Walworth | 5438 | 5438 | 5442 | 5559 | 5446 | 5484 | 5502 | 5404 | 5472 | 5497 | 5477 | 5435 | Walworth County, South Dakota
Yankton County, South Dakota | Yankton | 22438 | 22438 | 22436 | 22500 | 22584 | 22641 | 22676 | 22682 | 22649 | 22682 | 22759 | 22814 | Yankton County, South Dakota
Ziebach County, South Dakota | Ziebach | 2801 | 2801 | 2824 | 2839 | 2879 | 2851 | 2858 | 2837 | 2871 | 2748 | 2744 | 2756 | Ziebach County, South Dakota
Anderson County, Tennessee | Anderson | 75129 | 75082 | 75098 | 75209 | 75225 | 75299 | 75157 | 75456 | 75528 | 76056 | 76287 | 76978 | Anderson County, Tennessee
Bedford County, Tennessee | Bedford | 45058 | 45057 | 45078 | 45247 | 45254 | 45565 | 46251 | 46948 | 47442 | 48211 | 49146 | 49713 | Bedford County, Tennessee
Benton County, Tennessee | Benton | 16489 | 16491 | 16511 | 16529 | 16445 | 16360 | 16197 | 16220 | 16082 | 15993 | 16246 | 16160 | Benton County, Tennessee
Bledsoe County, Tennessee | Bledsoe | 12876 | 12874 | 12884 | 12992 | 12926 | 13910 | 14501 | 14601 | 14738 | 14895 | 14883 | 15064 | Bledsoe County, Tennessee
Blount County, Tennessee | Blount | 123010 | 123098 | 123199 | 123664 | 124024 | 124874 | 125847 | 126954 | 128264 | 129999 | 131331 | 133088 | Blount County, Tennessee
Bradley County, Tennessee | Bradley | 98963 | 98926 | 99083 | 99798 | 101049 | 101778 | 102771 | 103774 | 104390 | 105421 | 107050 | 108110 | Bradley County, Tennessee
Campbell County, Tennessee | Campbell | 40716 | 40723 | 40735 | 40688 | 40532 | 40247 | 39893 | 39772 | 39784 | 39791 | 39795 | 39842 | Campbell County, Tennessee
Cannon County, Tennessee | Cannon | 13801 | 13813 | 13797 | 13724 | 13789 | 13700 | 13572 | 13740 | 13876 | 14157 | 14440 | 14678 | Cannon County, Tennessee
Carroll County, Tennessee | Carroll | 28522 | 28486 | 28454 | 28547 | 28667 | 28606 | 28411 | 27982 | 27901 | 27807 | 27975 | 27767 | Carroll County, Tennessee
Carter County, Tennessee | Carter | 57424 | 57383 | 57342 | 57385 | 57347 | 56978 | 56325 | 56375 | 56473 | 56510 | 56417 | 56391 | Carter County, Tennessee
Cheatham County, Tennessee | Cheatham | 39105 | 39110 | 39131 | 38986 | 39231 | 39340 | 39610 | 39593 | 39775 | 40366 | 40502 | 40667 | Cheatham County, Tennessee
Chester County, Tennessee | Chester | 17131 | 17145 | 17194 | 17150 | 17076 | 17116 | 17136 | 17123 | 17130 | 17154 | 17245 | 17297 | Chester County, Tennessee
Claiborne County, Tennessee | Claiborne | 32213 | 32212 | 32215 | 32106 | 31763 | 31627 | 31571 | 31555 | 31634 | 31661 | 31850 | 31959 | Claiborne County, Tennessee
Clay County, Tennessee | Clay | 7861 | 7853 | 7844 | 7741 | 7702 | 7688 | 7620 | 7663 | 7654 | 7663 | 7677 | 7615 | Clay County, Tennessee
Cocke County, Tennessee | Cocke | 35662 | 35642 | 35640 | 35432 | 35530 | 35400 | 35266 | 35138 | 35234 | 35528 | 35858 | 36004 | Cocke County, Tennessee
Coffee County, Tennessee | Coffee | 52796 | 52803 | 52770 | 52920 | 53147 | 53298 | 53524 | 54093 | 54537 | 55016 | 55877 | 56520 | Coffee County, Tennessee
Crockett County, Tennessee | Crockett | 14586 | 14576 | 14588 | 14560 | 14610 | 14610 | 14652 | 14586 | 14448 | 14436 | 14296 | 14230 | Crockett County, Tennessee
Cumberland County, Tennessee | Cumberland | 56053 | 56060 | 56193 | 56527 | 56990 | 57438 | 57924 | 58217 | 58580 | 59023 | 59738 | 60520 | Cumberland County, Tennessee
Davidson County, Tennessee | Davidson | 626681 | 626558 | 627746 | 635918 | 649344 | 660179 | 669611 | 679793 | 685829 | 687159 | 690516 | 694144 | Davidson County, Tennessee
Decatur County, Tennessee | Decatur | 11757 | 11750 | 11717 | 11682 | 11634 | 11696 | 11685 | 11600 | 11735 | 11732 | 11699 | 11663 | Decatur County, Tennessee
DeKalb County, Tennessee | DeKalb | 18723 | 18722 | 18695 | 18754 | 18869 | 19150 | 19227 | 19292 | 19444 | 19876 | 20133 | 20490 | DeKalb County, Tennessee
Dickson County, Tennessee | Dickson | 49666 | 49650 | 49684 | 49982 | 50214 | 50164 | 50465 | 51334 | 51900 | 52774 | 53446 | 53948 | Dickson County, Tennessee
Dyer County, Tennessee | Dyer | 38335 | 38330 | 38318 | 38118 | 38188 | 38093 | 37807 | 37753 | 37542 | 37339 | 37286 | 37159 | Dyer County, Tennessee
Fayette County, Tennessee | Fayette | 38413 | 38439 | 38427 | 38570 | 38686 | 38812 | 39123 | 39280 | 39703 | 40150 | 40556 | 41133 | Fayette County, Tennessee
Fentress County, Tennessee | Fentress | 17959 | 17962 | 17923 | 17997 | 17916 | 17904 | 17849 | 17965 | 18040 | 18214 | 18322 | 18523 | Fentress County, Tennessee
Franklin County, Tennessee | Franklin | 41052 | 41064 | 40959 | 40857 | 40688 | 41213 | 41288 | 41343 | 41518 | 41623 | 41935 | 42208 | Franklin County, Tennessee
Gibson County, Tennessee | Gibson | 49683 | 49687 | 49731 | 49898 | 49666 | 49380 | 49436 | 49329 | 49250 | 49255 | 49171 | 49133 | Gibson County, Tennessee
Giles County, Tennessee | Giles | 29485 | 29476 | 29406 | 29284 | 28969 | 28801 | 28819 | 28973 | 29165 | 29379 | 29446 | 29464 | Giles County, Tennessee
Grainger County, Tennessee | Grainger | 22657 | 22656 | 22721 | 22753 | 22689 | 22739 | 22862 | 22848 | 23095 | 23106 | 23137 | 23320 | Grainger County, Tennessee
Greene County, Tennessee | Greene | 68831 | 68825 | 68834 | 69173 | 68760 | 68336 | 68464 | 68586 | 68529 | 68821 | 69164 | 69069 | Greene County, Tennessee
Grundy County, Tennessee | Grundy | 13703 | 13726 | 13725 | 13588 | 13583 | 13449 | 13340 | 13337 | 13276 | 13332 | 13348 | 13427 | Grundy County, Tennessee
Hamblen County, Tennessee | Hamblen | 62544 | 62534 | 62510 | 62899 | 62764 | 63051 | 63010 | 63353 | 63681 | 64062 | 64629 | 64934 | Hamblen County, Tennessee
Hamilton County, Tennessee | Hamilton | 336463 | 336477 | 337214 | 341094 | 345693 | 349050 | 350729 | 353690 | 357778 | 361032 | 364293 | 367804 | Hamilton County, Tennessee
Hancock County, Tennessee | Hancock | 6819 | 6811 | 6798 | 6708 | 6657 | 6621 | 6619 | 6577 | 6583 | 6593 | 6561 | 6620 | Hancock County, Tennessee
Hardeman County, Tennessee | Hardeman | 27253 | 27245 | 27169 | 26869 | 26612 | 26360 | 25989 | 25817 | 25584 | 25488 | 25276 | 25050 | Hardeman County, Tennessee
Hardin County, Tennessee | Hardin | 26026 | 26008 | 26050 | 25869 | 25962 | 25925 | 25801 | 25754 | 25740 | 25738 | 25693 | 25652 | Hardin County, Tennessee
Hawkins County, Tennessee | Hawkins | 56833 | 56826 | 56870 | 56621 | 56560 | 56696 | 56481 | 56370 | 56565 | 56620 | 56713 | 56786 | Hawkins County, Tennessee
Haywood County, Tennessee | Haywood | 18787 | 18807 | 18812 | 18546 | 18276 | 18234 | 18235 | 18036 | 17822 | 17607 | 17347 | 17304 | Haywood County, Tennessee
Henderson County, Tennessee | Henderson | 27769 | 27780 | 27788 | 28039 | 28082 | 28042 | 28093 | 28078 | 27855 | 27851 | 27983 | 28117 | Henderson County, Tennessee
Henry County, Tennessee | Henry | 32330 | 32349 | 32398 | 32440 | 32377 | 32250 | 32245 | 32127 | 32232 | 32380 | 32336 | 32345 | Henry County, Tennessee
Hickman County, Tennessee | Hickman | 24690 | 24690 | 24647 | 24364 | 24192 | 24207 | 24465 | 24373 | 24666 | 24839 | 25007 | 25178 | Hickman County, Tennessee
Houston County, Tennessee | Houston | 8426 | 8429 | 8451 | 8347 | 8424 | 8276 | 8221 | 8124 | 8101 | 8158 | 8234 | 8201 | Houston County, Tennessee
Humphreys County, Tennessee | Humphreys | 18538 | 18535 | 18558 | 18403 | 18287 | 18244 | 18147 | 18157 | 18383 | 18503 | 18551 | 18582 | Humphreys County, Tennessee
Jackson County, Tennessee | Jackson | 11638 | 11634 | 11625 | 11558 | 11595 | 11561 | 11524 | 11534 | 11611 | 11702 | 11777 | 11786 | Jackson County, Tennessee
Jefferson County, Tennessee | Jefferson | 51407 | 51668 | 51714 | 51908 | 52300 | 52134 | 52408 | 53011 | 53148 | 53730 | 54012 | 54495 | Jefferson County, Tennessee
Johnson County, Tennessee | Johnson | 18244 | 18240 | 18286 | 18223 | 18159 | 18014 | 17935 | 17842 | 17759 | 17603 | 17774 | 17788 | Johnson County, Tennessee
Knox County, Tennessee | Knox | 432226 | 432260 | 432938 | 436776 | 440791 | 444314 | 447903 | 451297 | 456089 | 461565 | 466258 | 470313 | Knox County, Tennessee
Lake County, Tennessee | Lake | 7832 | 7832 | 7827 | 7793 | 7715 | 7713 | 7680 | 7602 | 7531 | 7451 | 7407 | 7016 | Lake County, Tennessee
Lauderdale County, Tennessee | Lauderdale | 27815 | 27822 | 27721 | 27701 | 27694 | 27573 | 27357 | 26903 | 25320 | 26093 | 25997 | 25633 | Lauderdale County, Tennessee
Lawrence County, Tennessee | Lawrence | 41869 | 41856 | 41967 | 42162 | 42154 | 42028 | 42304 | 42592 | 43056 | 43388 | 43771 | 44142 | Lawrence County, Tennessee
Lewis County, Tennessee | Lewis | 12161 | 12170 | 12173 | 12146 | 11942 | 11994 | 11886 | 11875 | 11891 | 12025 | 12074 | 12268 | Lewis County, Tennessee
Lincoln County, Tennessee | Lincoln | 33361 | 33354 | 33382 | 33387 | 33379 | 33499 | 33443 | 33609 | 33564 | 33892 | 34189 | 34366 | Lincoln County, Tennessee
Loudon County, Tennessee | Loudon | 48556 | 48561 | 48710 | 49188 | 49823 | 50386 | 50586 | 50916 | 51373 | 52260 | 53082 | 54068 | Loudon County, Tennessee
McMinn County, Tennessee | McMinn | 52266 | 52287 | 52176 | 52335 | 52441 | 52431 | 52675 | 52502 | 52700 | 52931 | 53336 | 53794 | McMinn County, Tennessee
McNairy County, Tennessee | McNairy | 26075 | 26082 | 26066 | 26077 | 26142 | 26035 | 26032 | 25864 | 25832 | 26001 | 25830 | 25694 | McNairy County, Tennessee
Macon County, Tennessee | Macon | 22248 | 22226 | 22237 | 22455 | 22488 | 22637 | 22919 | 23076 | 23340 | 23905 | 24289 | 24602 | Macon County, Tennessee
Madison County, Tennessee | Madison | 98294 | 98303 | 98249 | 98084 | 98505 | 98730 | 98134 | 97569 | 97478 | 97491 | 97603 | 97984 | Madison County, Tennessee
Marion County, Tennessee | Marion | 28237 | 28222 | 28220 | 28099 | 28226 | 28326 | 28405 | 28397 | 28383 | 28406 | 28598 | 28907 | Marion County, Tennessee
Marshall County, Tennessee | Marshall | 30617 | 30611 | 30687 | 30848 | 30971 | 31140 | 31287 | 31590 | 32035 | 33020 | 33806 | 34375 | Marshall County, Tennessee
Maury County, Tennessee | Maury | 80956 | 80932 | 81172 | 81528 | 82054 | 83618 | 85384 | 87425 | 89556 | 92237 | 94273 | 96387 | Maury County, Tennessee
Meigs County, Tennessee | Meigs | 11753 | 11766 | 11792 | 11687 | 11668 | 11659 | 11703 | 11804 | 11953 | 12042 | 12297 | 12422 | Meigs County, Tennessee
Monroe County, Tennessee | Monroe | 44519 | 44498 | 44610 | 44903 | 45095 | 45228 | 45391 | 45625 | 45848 | 46035 | 46269 | 46545 | Monroe County, Tennessee
Montgomery County, Tennessee | Montgomery | 172331 | 172362 | 173159 | 176504 | 184782 | 184252 | 189005 | 192398 | 194424 | 199771 | 205312 | 208993 | Montgomery County, Tennessee
Moore County, Tennessee | Moore | 6362 | 6342 | 6330 | 6367 | 6289 | 6274 | 6285 | 6261 | 6293 | 6391 | 6457 | 6488 | Moore County, Tennessee
Morgan County, Tennessee | Morgan | 21987 | 21986 | 22019 | 21998 | 21892 | 21673 | 21699 | 21494 | 21741 | 21555 | 21534 | 21403 | Morgan County, Tennessee
Obion County, Tennessee | Obion | 31807 | 31807 | 31822 | 31675 | 31310 | 31017 | 30828 | 30561 | 30547 | 30375 | 30274 | 30069 | Obion County, Tennessee
Overton County, Tennessee | Overton | 22083 | 22082 | 22092 | 22165 | 22164 | 21969 | 21951 | 22067 | 21964 | 21998 | 22068 | 22241 | Overton County, Tennessee
Perry County, Tennessee | Perry | 7915 | 7930 | 7940 | 7865 | 7852 | 7880 | 7819 | 7852 | 7880 | 7954 | 8050 | 8076 | Perry County, Tennessee
Pickett County, Tennessee | Pickett | 5077 | 5086 | 5082 | 5124 | 5048 | 5013 | 5078 | 5139 | 5091 | 5062 | 5053 | 5048 | Pickett County, Tennessee
Polk County, Tennessee | Polk | 16825 | 16821 | 16813 | 16771 | 16624 | 16632 | 16684 | 16769 | 16794 | 16759 | 16918 | 16832 | Polk County, Tennessee
Putnam County, Tennessee | Putnam | 72321 | 72339 | 72549 | 73065 | 73529 | 74095 | 74930 | 75074 | 75985 | 77299 | 78631 | 80245 | Putnam County, Tennessee
Rhea County, Tennessee | Rhea | 31809 | 31804 | 31858 | 32082 | 32367 | 32529 | 32623 | 32373 | 32474 | 32671 | 32911 | 33167 | Rhea County, Tennessee
Roane County, Tennessee | Roane | 54181 | 54208 | 54169 | 53988 | 53615 | 53161 | 52852 | 52770 | 52944 | 53020 | 53258 | 53382 | Roane County, Tennessee
Robertson County, Tennessee | Robertson | 66283 | 66319 | 66322 | 66775 | 66798 | 67412 | 68046 | 68687 | 69393 | 70328 | 71179 | 71813 | Robertson County, Tennessee
Rutherford County, Tennessee | Rutherford | 262604 | 262588 | 263708 | 269160 | 274397 | 281148 | 288848 | 298197 | 307415 | 316531 | 324647 | 332285 | Rutherford County, Tennessee
Scott County, Tennessee | Scott | 22228 | 22232 | 22227 | 22105 | 22175 | 22062 | 21990 | 21893 | 21890 | 21964 | 22028 | 22068 | Scott County, Tennessee
Sequatchie County, Tennessee | Sequatchie | 14112 | 14121 | 14128 | 14274 | 14350 | 14537 | 14634 | 14641 | 14754 | 14767 | 14891 | 15026 | Sequatchie County, Tennessee
Sevier County, Tennessee | Sevier | 89889 | 89720 | 89923 | 91192 | 92362 | 93477 | 94660 | 95417 | 96470 | 97307 | 97895 | 98250 | Sevier County, Tennessee
Shelby County, Tennessee | Shelby | 927644 | 927682 | 928447 | 933186 | 939168 | 938363 | 937500 | 937067 | 936021 | 935251 | 936365 | 937166 | Shelby County, Tennessee
Smith County, Tennessee | Smith | 19166 | 19150 | 19126 | 19210 | 19179 | 19117 | 19097 | 19308 | 19526 | 19732 | 19979 | 20157 | Smith County, Tennessee
Stewart County, Tennessee | Stewart | 13324 | 13313 | 13348 | 13223 | 13309 | 13277 | 13210 | 13187 | 13190 | 13422 | 13619 | 13715 | Stewart County, Tennessee
Sullivan County, Tennessee | Sullivan | 156823 | 156800 | 156749 | 156876 | 156322 | 156185 | 156404 | 156199 | 156182 | 156924 | 157599 | 158348 | Sullivan County, Tennessee
Sumner County, Tennessee | Sumner | 160645 | 160634 | 161214 | 163680 | 165967 | 168754 | 172269 | 175326 | 179332 | 183756 | 187490 | 191283 | Sumner County, Tennessee
Tipton County, Tennessee | Tipton | 61081 | 61006 | 61065 | 61305 | 61524 | 61572 | 61596 | 61533 | 61223 | 61305 | 61576 | 61599 | Tipton County, Tennessee
Trousdale County, Tennessee | Trousdale | 7870 | 7864 | 7874 | 7815 | 7794 | 7810 | 7998 | 8051 | 9955 | 10831 | 11033 | 11284 | Trousdale County, Tennessee
Unicoi County, Tennessee | Unicoi | 18313 | 18311 | 18284 | 18302 | 18253 | 18095 | 17951 | 17819 | 17737 | 17796 | 17822 | 17883 | Unicoi County, Tennessee
Union County, Tennessee | Union | 19109 | 19107 | 19116 | 19191 | 19105 | 19063 | 18991 | 19159 | 19219 | 19399 | 19689 | 19972 | Union County, Tennessee
Van Buren County, Tennessee | Van Buren | 5548 | 5558 | 5569 | 5555 | 5653 | 5574 | 5696 | 5695 | 5721 | 5747 | 5763 | 5872 | Van Buren County, Tennessee
Warren County, Tennessee | Warren | 39839 | 39824 | 39858 | 39907 | 39744 | 39875 | 39983 | 40262 | 40428 | 40717 | 40826 | 41277 | Warren County, Tennessee
Washington County, Tennessee | Washington | 122979 | 123063 | 123384 | 123887 | 124873 | 125397 | 125745 | 126137 | 127247 | 127603 | 128661 | 129375 | Washington County, Tennessee
Wayne County, Tennessee | Wayne | 17021 | 17025 | 16985 | 17000 | 16973 | 16920 | 16860 | 16767 | 16747 | 16641 | 16635 | 16673 | Wayne County, Tennessee
Weakley County, Tennessee | Weakley | 35021 | 35015 | 35044 | 34857 | 34554 | 34155 | 34001 | 33872 | 33610 | 33325 | 33413 | 33328 | Weakley County, Tennessee
White County, Tennessee | White | 25841 | 25844 | 25828 | 26050 | 26031 | 26193 | 26264 | 26342 | 26463 | 26764 | 27086 | 27345 | White County, Tennessee
Williamson County, Tennessee | Williamson | 183182 | 183277 | 184143 | 188501 | 193211 | 199143 | 205334 | 211605 | 218903 | 226048 | 231978 | 238412 | Williamson County, Tennessee
Wilson County, Tennessee | Wilson | 113993 | 114062 | 114677 | 116800 | 119143 | 121990 | 125197 | 128536 | 132494 | 136691 | 140954 | 144657 | Wilson County, Tennessee
Anderson County, Texas | Anderson | 58458 | 58452 | 58493 | 58394 | 58059 | 57960 | 57829 | 57639 | 57526 | 58175 | 57974 | 57735 | Anderson County, Texas
Andrews County, Texas | Andrews | 14786 | 14786 | 14849 | 15386 | 16105 | 16779 | 17435 | 18072 | 17791 | 17603 | 18011 | 18705 | Andrews County, Texas
Angelina County, Texas | Angelina | 86771 | 86771 | 86905 | 87297 | 87509 | 87312 | 87567 | 87829 | 87682 | 87572 | 86810 | 86715 | Angelina County, Texas
Aransas County, Texas | Aransas | 23158 | 23158 | 23181 | 23216 | 23459 | 23889 | 24566 | 24800 | 25162 | 25392 | 23446 | 23510 | Aransas County, Texas
Archer County, Texas | Archer | 9054 | 9061 | 9118 | 8840 | 8816 | 8801 | 8844 | 8763 | 8781 | 8783 | 8700 | 8553 | Archer County, Texas
Armstrong County, Texas | Armstrong | 1901 | 1901 | 1902 | 1936 | 1953 | 1940 | 1913 | 1901 | 1843 | 1867 | 1879 | 1887 | Armstrong County, Texas
Atascosa County, Texas | Atascosa | 44911 | 44923 | 44965 | 45504 | 46438 | 47021 | 47715 | 48363 | 48720 | 49083 | 50322 | 51153 | Atascosa County, Texas
Austin County, Texas | Austin | 28417 | 28412 | 28363 | 28604 | 28562 | 28679 | 28968 | 29471 | 29629 | 29722 | 29965 | 30032 | Austin County, Texas
Bailey County, Texas | Bailey | 7165 | 7165 | 7154 | 7175 | 7139 | 7124 | 6966 | 7223 | 7196 | 7066 | 7015 | 7000 | Bailey County, Texas
Bandera County, Texas | Bandera | 20485 | 20487 | 20559 | 20541 | 20591 | 20557 | 20813 | 21144 | 21701 | 22327 | 22792 | 23112 | Bandera County, Texas
Bastrop County, Texas | Bastrop | 74171 | 74217 | 74371 | 75055 | 74749 | 75814 | 77737 | 80115 | 82591 | 84585 | 86595 | 88723 | Bastrop County, Texas
Baylor County, Texas | Baylor | 3726 | 3726 | 3708 | 3695 | 3590 | 3577 | 3566 | 3609 | 3638 | 3555 | 3573 | 3509 | Baylor County, Texas
Bee County, Texas | Bee | 31861 | 31861 | 31864 | 32318 | 32480 | 32810 | 32841 | 32617 | 32812 | 32592 | 32467 | 32565 | Bee County, Texas
Bell County, Texas | Bell | 310235 | 310159 | 312849 | 315799 | 324963 | 327028 | 330149 | 336076 | 341094 | 347377 | 355397 | 362924 | Bell County, Texas
Bexar County, Texas | Bexar | 1714773 | 1714781 | 1722838 | 1755361 | 1788738 | 1821328 | 1858003 | 1894834 | 1927651 | 1956988 | 1981187 | 2003554 | Bexar County, Texas
Blanco County, Texas | Blanco | 10497 | 10483 | 10498 | 10567 | 10616 | 10636 | 10805 | 11029 | 11301 | 11481 | 11648 | 11931 | Blanco County, Texas
Borden County, Texas | Borden | 641 | 641 | 646 | 632 | 613 | 646 | 665 | 655 | 657 | 670 | 647 | 654 | Borden County, Texas
Bosque County, Texas | Bosque | 18212 | 18217 | 18269 | 18259 | 18126 | 17863 | 17716 | 17864 | 18009 | 18295 | 18629 | 18685 | Bosque County, Texas
Bowie County, Texas | Bowie | 92565 | 92564 | 92638 | 92808 | 93030 | 93374 | 93268 | 93050 | 93424 | 93458 | 93688 | 93245 | Bowie County, Texas
Brazoria County, Texas | Brazoria | 313166 | 313117 | 314428 | 319147 | 324224 | 329890 | 337570 | 345227 | 353155 | 361853 | 368887 | 374264 | Brazoria County, Texas
Brazos County, Texas | Brazos | 194851 | 194861 | 195666 | 197450 | 200260 | 204116 | 208975 | 216258 | 219739 | 223917 | 225781 | 229211 | Brazos County, Texas
Brewster County, Texas | Brewster | 9232 | 9232 | 9258 | 9349 | 9259 | 9287 | 9150 | 9143 | 9211 | 9325 | 9272 | 9203 | Brewster County, Texas
Briscoe County, Texas | Briscoe | 1637 | 1637 | 1633 | 1659 | 1576 | 1562 | 1552 | 1514 | 1483 | 1514 | 1512 | 1546 | Briscoe County, Texas
Brooks County, Texas | Brooks | 7223 | 7223 | 7208 | 7216 | 7196 | 7259 | 7228 | 7190 | 7190 | 7132 | 7099 | 7093 | Brooks County, Texas
Brown County, Texas | Brown | 38106 | 38106 | 38076 | 38000 | 37808 | 37671 | 37553 | 37736 | 38039 | 37815 | 37820 | 37864 | Brown County, Texas
Burleson County, Texas | Burleson | 17187 | 17187 | 17237 | 17328 | 17433 | 17269 | 17387 | 17611 | 17848 | 18053 | 18335 | 18443 | Burleson County, Texas
Burnet County, Texas | Burnet | 42750 | 42711 | 42762 | 43216 | 43377 | 43580 | 43954 | 44734 | 45817 | 46600 | 47344 | 48155 | Burnet County, Texas
Caldwell County, Texas | Caldwell | 38066 | 38055 | 38127 | 38470 | 38682 | 39201 | 39703 | 40419 | 41147 | 42328 | 43161 | 43664 | Caldwell County, Texas
Calhoun County, Texas | Calhoun | 21381 | 21382 | 21313 | 21359 | 21575 | 21729 | 21812 | 21887 | 21948 | 21712 | 21504 | 21290 | Calhoun County, Texas
Callahan County, Texas | Callahan | 13544 | 13545 | 13512 | 13511 | 13488 | 13502 | 13505 | 13589 | 13789 | 13968 | 13990 | 13943 | Callahan County, Texas
Cameron County, Texas | Cameron | 406220 | 406215 | 407630 | 413201 | 415877 | 417357 | 419005 | 419450 | 421350 | 422227 | 422139 | 423163 | Cameron County, Texas
Camp County, Texas | Camp | 12401 | 12401 | 12398 | 12422 | 12487 | 12462 | 12657 | 12699 | 12771 | 12845 | 12983 | 13094 | Camp County, Texas
Carson County, Texas | Carson | 6182 | 6184 | 6162 | 6238 | 6089 | 5988 | 6036 | 6013 | 6096 | 6005 | 6007 | 5926 | Carson County, Texas
Cass County, Texas | Cass | 30464 | 30469 | 30457 | 30281 | 30031 | 30237 | 30123 | 30140 | 30058 | 29966 | 30106 | 30026 | Cass County, Texas
Castro County, Texas | Castro | 8062 | 8063 | 8126 | 8094 | 8262 | 8120 | 7927 | 7787 | 7765 | 7696 | 7588 | 7530 | Castro County, Texas
Chambers County, Texas | Chambers | 35096 | 35107 | 35456 | 35699 | 36508 | 37367 | 38296 | 39028 | 40163 | 41269 | 42227 | 43837 | Chambers County, Texas
Cherokee County, Texas | Cherokee | 50845 | 50834 | 50941 | 51090 | 51277 | 51093 | 51189 | 51568 | 51879 | 52116 | 52381 | 52646 | Cherokee County, Texas
Childress County, Texas | Childress | 7041 | 7041 | 7070 | 7027 | 7100 | 7055 | 7196 | 7169 | 7204 | 7269 | 7315 | 7306 | Childress County, Texas
Clay County, Texas | Clay | 10752 | 10754 | 10737 | 10668 | 10523 | 10455 | 10377 | 10359 | 10251 | 10484 | 10448 | 10471 | Clay County, Texas
Cochran County, Texas | Cochran | 3127 | 3127 | 3147 | 3082 | 3028 | 3009 | 2945 | 2977 | 2921 | 2853 | 2831 | 2853 | Cochran County, Texas
Coke County, Texas | Coke | 3320 | 3317 | 3319 | 3266 | 3202 | 3180 | 3217 | 3227 | 3259 | 3285 | 3355 | 3387 | Coke County, Texas
Coleman County, Texas | Coleman | 8895 | 8893 | 8870 | 8743 | 8667 | 8526 | 8416 | 8316 | 8412 | 8399 | 8367 | 8175 | Coleman County, Texas
Collin County, Texas | Collin | 782341 | 781419 | 787614 | 812540 | 835230 | 856398 | 884688 | 915243 | 943742 | 971864 | 1004307 | 1034730 | Collin County, Texas
Collingsworth County, Texas | Collingsworth | 3057 | 3057 | 3054 | 3085 | 3024 | 3100 | 3016 | 3010 | 3007 | 2964 | 2942 | 2920 | Collingsworth County, Texas
Colorado County, Texas | Colorado | 20874 | 20872 | 20872 | 20806 | 20724 | 20717 | 20696 | 20951 | 21081 | 21291 | 21305 | 21493 | Colorado County, Texas
Comal County, Texas | Comal | 108472 | 108520 | 109306 | 112113 | 114873 | 118627 | 123214 | 128795 | 134343 | 140721 | 148141 | 156209 | Comal County, Texas
Comanche County, Texas | Comanche | 13974 | 13960 | 13953 | 13867 | 13723 | 13554 | 13472 | 13395 | 13543 | 13533 | 13540 | 13635 | Comanche County, Texas
Concho County, Texas | Concho | 4087 | 4087 | 4102 | 4124 | 4085 | 4122 | 4089 | 4072 | 4140 | 2707 | 2683 | 2726 | Concho County, Texas
Cooke County, Texas | Cooke | 38437 | 38436 | 38472 | 38443 | 38717 | 38456 | 38764 | 39170 | 39343 | 39932 | 40504 | 41257 | Cooke County, Texas
Coryell County, Texas | Coryell | 75388 | 75474 | 75651 | 76625 | 78458 | 76761 | 76166 | 76145 | 74803 | 74760 | 74741 | 75951 | Coryell County, Texas
Cottle County, Texas | Cottle | 1505 | 1506 | 1512 | 1507 | 1485 | 1442 | 1429 | 1439 | 1402 | 1375 | 1382 | 1398 | Cottle County, Texas
Crane County, Texas | Crane | 4375 | 4375 | 4382 | 4358 | 4525 | 4718 | 4897 | 4995 | 4779 | 4685 | 4755 | 4797 | Crane County, Texas
Crockett County, Texas | Crockett | 3719 | 3719 | 3701 | 3652 | 3705 | 3763 | 3790 | 3735 | 3642 | 3535 | 3439 | 3464 | Crockett County, Texas
Crosby County, Texas | Crosby | 6059 | 6056 | 6026 | 6044 | 6036 | 5924 | 5825 | 5918 | 5911 | 5849 | 5764 | 5737 | Crosby County, Texas
Culberson County, Texas | Culberson | 2398 | 2398 | 2403 | 2393 | 2316 | 2306 | 2282 | 2254 | 2220 | 2230 | 2194 | 2171 | Culberson County, Texas
Dallam County, Texas | Dallam | 6703 | 6700 | 6747 | 6888 | 7059 | 7110 | 7214 | 7301 | 7357 | 7272 | 7303 | 7287 | Dallam County, Texas
Dallas County, Texas | Dallas | 2368139 | 2367430 | 2372993 | 2408697 | 2455930 | 2484486 | 2519410 | 2557830 | 2591488 | 2620154 | 2629350 | 2635516 | Dallas County, Texas
Dawson County, Texas | Dawson | 13833 | 13833 | 13826 | 13747 | 13611 | 13219 | 13445 | 12987 | 12999 | 12744 | 12605 | 12728 | Dawson County, Texas
Deaf Smith County, Texas | Deaf Smith | 19372 | 19372 | 19467 | 19522 | 19373 | 19180 | 19123 | 18825 | 18846 | 18753 | 18711 | 18546 | Deaf Smith County, Texas
Delta County, Texas | Delta | 5231 | 5232 | 5242 | 5147 | 5242 | 5120 | 5142 | 5159 | 5147 | 5276 | 5332 | 5331 | Delta County, Texas
Denton County, Texas | Denton | 662614 | 662557 | 666760 | 685740 | 707892 | 728624 | 753188 | 779584 | 808212 | 835364 | 858741 | 887207 | Denton County, Texas
DeWitt County, Texas | DeWitt | 20097 | 20097 | 20054 | 20205 | 20358 | 20377 | 20518 | 20632 | 20623 | 20180 | 20106 | 20160 | DeWitt County, Texas
Dickens County, Texas | Dickens | 2444 | 2441 | 2447 | 2401 | 2322 | 2297 | 2215 | 2204 | 2193 | 2190 | 2218 | 2211 | Dickens County, Texas
Dimmit County, Texas | Dimmit | 9996 | 9996 | 10043 | 10109 | 10471 | 10894 | 10987 | 10910 | 10679 | 10282 | 10195 | 10124 | Dimmit County, Texas
Donley County, Texas | Donley | 3677 | 3726 | 3734 | 3686 | 3645 | 3561 | 3483 | 3391 | 3387 | 3340 | 3315 | 3278 | Donley County, Texas
Duval County, Texas | Duval | 11782 | 11777 | 11724 | 11796 | 11582 | 11581 | 11509 | 11336 | 11431 | 11270 | 11147 | 11157 | Duval County, Texas
Eastland County, Texas | Eastland | 18583 | 18582 | 18594 | 18582 | 18459 | 18279 | 18257 | 18152 | 18240 | 18294 | 18319 | 18360 | Eastland County, Texas
Ector County, Texas | Ector | 137130 | 137136 | 137075 | 139642 | 144495 | 149656 | 154588 | 159903 | 157858 | 156951 | 161960 | 166223 | Ector County, Texas
Edwards County, Texas | Edwards | 2002 | 2002 | 1999 | 1979 | 1990 | 1899 | 1904 | 1910 | 1908 | 1929 | 1908 | 1932 | Edwards County, Texas
Ellis County, Texas | Ellis | 149610 | 149610 | 150367 | 152373 | 153739 | 155928 | 159204 | 163292 | 168332 | 173405 | 179006 | 184826 | Ellis County, Texas
El Paso County, Texas | El Paso | 800647 | 800633 | 803576 | 819896 | 832310 | 830864 | 833783 | 831898 | 834949 | 837401 | 836825 | 839238 | El Paso County, Texas
Erath County, Texas | Erath | 37890 | 37895 | 37912 | 38922 | 39405 | 39886 | 40514 | 41191 | 41372 | 41723 | 42223 | 42698 | Erath County, Texas
Falls County, Texas | Falls | 17866 | 17863 | 17891 | 17848 | 17570 | 17242 | 17210 | 17216 | 17276 | 17340 | 17231 | 17297 | Falls County, Texas
Fannin County, Texas | Fannin | 33915 | 33910 | 33920 | 33878 | 33601 | 33510 | 33593 | 33502 | 33933 | 34550 | 35185 | 35514 | Fannin County, Texas
Fayette County, Texas | Fayette | 24554 | 24552 | 24556 | 24749 | 24661 | 24721 | 24782 | 24945 | 25018 | 25119 | 25278 | 25346 | Fayette County, Texas
Fisher County, Texas | Fisher | 3974 | 3978 | 3959 | 3947 | 3838 | 3859 | 3874 | 3877 | 3877 | 3874 | 3821 | 3830 | Fisher County, Texas
Floyd County, Texas | Floyd | 6446 | 6446 | 6403 | 6368 | 6348 | 6245 | 5947 | 5843 | 5847 | 5830 | 5783 | 5712 | Floyd County, Texas
Foard County, Texas | Foard | 1336 | 1336 | 1344 | 1361 | 1310 | 1286 | 1275 | 1225 | 1200 | 1202 | 1191 | 1155 | Foard County, Texas
Fort Bend County, Texas | Fort Bend | 585375 | 584699 | 590253 | 606064 | 624824 | 651847 | 684048 | 715331 | 744160 | 767712 | 788081 | 811688 | Fort Bend County, Texas
Franklin County, Texas | Franklin | 10605 | 10601 | 10607 | 10562 | 10637 | 10615 | 10563 | 10603 | 10677 | 10798 | 10778 | 10725 | Franklin County, Texas
Freestone County, Texas | Freestone | 19816 | 19817 | 19803 | 19602 | 19484 | 19597 | 19677 | 19746 | 19669 | 19649 | 19789 | 19717 | Freestone County, Texas
Frio County, Texas | Frio | 17217 | 17217 | 17256 | 17492 | 17931 | 18400 | 18938 | 19361 | 19584 | 19895 | 20211 | 20306 | Frio County, Texas
Gaines County, Texas | Gaines | 17526 | 17526 | 17588 | 17908 | 18307 | 18807 | 19335 | 20217 | 20446 | 20553 | 20820 | 21492 | Gaines County, Texas
Galveston County, Texas | Galveston | 291309 | 291312 | 292484 | 295605 | 301049 | 306589 | 313367 | 320974 | 328820 | 334633 | 337858 | 342139 | Galveston County, Texas
Garza County, Texas | Garza | 6461 | 6461 | 6467 | 6560 | 6418 | 6371 | 6417 | 6391 | 6212 | 6490 | 6243 | 6229 | Garza County, Texas
Gillespie County, Texas | Gillespie | 24837 | 24828 | 24874 | 25039 | 25175 | 25363 | 25473 | 25916 | 26206 | 26483 | 26702 | 26988 | Gillespie County, Texas
Glasscock County, Texas | Glasscock | 1226 | 1226 | 1232 | 1238 | 1280 | 1271 | 1328 | 1380 | 1365 | 1363 | 1391 | 1409 | Glasscock County, Texas
Goliad County, Texas | Goliad | 7210 | 7210 | 7219 | 7208 | 7331 | 7452 | 7506 | 7513 | 7512 | 7552 | 7588 | 7658 | Goliad County, Texas
Gonzales County, Texas | Gonzales | 19807 | 19811 | 19797 | 19755 | 19930 | 20143 | 20347 | 20510 | 20787 | 20742 | 20781 | 20837 | Gonzales County, Texas
Gray County, Texas | Gray | 22535 | 22537 | 22470 | 22661 | 22920 | 22996 | 23432 | 23265 | 22741 | 22106 | 22051 | 21886 | Gray County, Texas
Grayson County, Texas | Grayson | 120877 | 120877 | 121034 | 121430 | 121854 | 122362 | 123599 | 125628 | 128291 | 131152 | 133787 | 136212 | Grayson County, Texas
Gregg County, Texas | Gregg | 121730 | 121747 | 121984 | 122656 | 123089 | 123233 | 123146 | 123800 | 123367 | 122852 | 123251 | 123945 | Gregg County, Texas
Grimes County, Texas | Grimes | 26604 | 26581 | 26616 | 26655 | 26679 | 26792 | 26997 | 27299 | 27494 | 27955 | 28291 | 28880 | Grimes County, Texas
Guadalupe County, Texas | Guadalupe | 131533 | 131527 | 132587 | 135809 | 139641 | 142881 | 146811 | 150578 | 154492 | 159639 | 163276 | 166847 | Guadalupe County, Texas
Hale County, Texas | Hale | 36273 | 36206 | 36269 | 36381 | 36258 | 35676 | 34451 | 34034 | 34107 | 33954 | 33631 | 33406 | Hale County, Texas
Hall County, Texas | Hall | 3353 | 3353 | 3359 | 3312 | 3268 | 3164 | 3075 | 3094 | 3113 | 3042 | 3025 | 2964 | Hall County, Texas
Hamilton County, Texas | Hamilton | 8517 | 8512 | 8465 | 8389 | 8249 | 8241 | 8160 | 8080 | 8237 | 8407 | 8477 | 8461 | Hamilton County, Texas
Hansford County, Texas | Hansford | 5613 | 5613 | 5599 | 5580 | 5534 | 5547 | 5561 | 5654 | 5592 | 5485 | 5470 | 5399 | Hansford County, Texas
Hardeman County, Texas | Hardeman | 4139 | 4139 | 4159 | 4159 | 4097 | 4065 | 3990 | 3920 | 3982 | 3959 | 3929 | 3933 | Hardeman County, Texas
Hardin County, Texas | Hardin | 54635 | 54635 | 54784 | 55070 | 55122 | 55305 | 55510 | 55758 | 56242 | 57117 | 57107 | 57602 | Hardin County, Texas
Harris County, Texas | Harris | 4092459 | 4093176 | 4107666 | 4179568 | 4263094 | 4353187 | 4455994 | 4557846 | 4623960 | 4657972 | 4680045 | 4713325 | Harris County, Texas
Harrison County, Texas | Harrison | 65631 | 65640 | 65765 | 66338 | 66256 | 66267 | 66581 | 66685 | 66611 | 66468 | 66584 | 66553 | Harrison County, Texas
Hartley County, Texas | Hartley | 6062 | 6062 | 6064 | 6031 | 6090 | 5999 | 6055 | 5702 | 5740 | 5716 | 5611 | 5576 | Hartley County, Texas
Haskell County, Texas | Haskell | 5899 | 5902 | 5879 | 5959 | 5885 | 5901 | 5811 | 5821 | 5751 | 5699 | 5699 | 5658 | Haskell County, Texas
Hays County, Texas | Hays | 157107 | 157103 | 158214 | 163270 | 168519 | 176035 | 184854 | 194662 | 204546 | 214726 | 222706 | 230191 | Hays County, Texas
Hemphill County, Texas | Hemphill | 3807 | 3807 | 3795 | 3956 | 4093 | 4153 | 4165 | 4277 | 4101 | 3929 | 3845 | 3819 | Hemphill County, Texas
Henderson County, Texas | Henderson | 78532 | 78578 | 78665 | 78837 | 78992 | 78669 | 79324 | 79492 | 80062 | 80954 | 82103 | 82737 | Henderson County, Texas
Hidalgo County, Texas | Hidalgo | 774769 | 774764 | 779149 | 795517 | 808334 | 818619 | 829819 | 839667 | 848960 | 856249 | 862298 | 868707 | Hidalgo County, Texas
Hill County, Texas | Hill | 35089 | 35088 | 35144 | 35200 | 35157 | 34851 | 34767 | 34828 | 35102 | 35703 | 36165 | 36649 | Hill County, Texas
Hockley County, Texas | Hockley | 22935 | 22927 | 22853 | 22931 | 23074 | 23408 | 23463 | 23310 | 23043 | 22977 | 22971 | 23021 | Hockley County, Texas
Hood County, Texas | Hood | 51182 | 51163 | 51268 | 51563 | 52129 | 52860 | 53812 | 55227 | 56569 | 57973 | 60177 | 61643 | Hood County, Texas
Hopkins County, Texas | Hopkins | 35161 | 35163 | 35208 | 35259 | 35312 | 35299 | 35686 | 35973 | 36184 | 36451 | 36738 | 37084 | Hopkins County, Texas
Houston County, Texas | Houston | 23732 | 23731 | 23682 | 23434 | 23213 | 22809 | 22809 | 22747 | 22897 | 23089 | 23068 | 22968 | Houston County, Texas
Howard County, Texas | Howard | 35012 | 35012 | 34993 | 34990 | 35495 | 36185 | 36542 | 37123 | 36214 | 35817 | 35925 | 36664 | Howard County, Texas
Hudspeth County, Texas | Hudspeth | 3476 | 3476 | 3472 | 3412 | 3357 | 3339 | 3306 | 3541 | 4254 | 4604 | 4788 | 4886 | Hudspeth County, Texas
Hunt County, Texas | Hunt | 86129 | 86144 | 86365 | 86687 | 86979 | 87429 | 88639 | 89670 | 91895 | 94046 | 96606 | 98594 | Hunt County, Texas
Hutchinson County, Texas | Hutchinson | 22150 | 22251 | 22214 | 22024 | 22022 | 21921 | 21915 | 21793 | 21528 | 21343 | 21119 | 20938 | Hutchinson County, Texas
Irion County, Texas | Irion | 1599 | 1597 | 1607 | 1592 | 1573 | 1610 | 1574 | 1543 | 1562 | 1512 | 1516 | 1536 | Irion County, Texas
Jack County, Texas | Jack | 9044 | 9041 | 9004 | 9030 | 8992 | 8951 | 8880 | 8883 | 8789 | 8828 | 8825 | 8935 | Jack County, Texas
Jackson County, Texas | Jackson | 14075 | 14075 | 14091 | 14048 | 14271 | 14610 | 14723 | 14808 | 14873 | 14806 | 14834 | 14760 | Jackson County, Texas
Jasper County, Texas | Jasper | 35710 | 35710 | 35777 | 36204 | 35854 | 35617 | 35424 | 35266 | 35417 | 35549 | 35769 | 35529 | Jasper County, Texas
Jeff Davis County, Texas | Jeff Davis | 2342 | 2342 | 2344 | 2282 | 2296 | 2231 | 2217 | 2199 | 2231 | 2260 | 2243 | 2274 | Jeff Davis County, Texas
Jefferson County, Texas | Jefferson | 252273 | 252277 | 252455 | 253494 | 251605 | 253079 | 252897 | 255112 | 255748 | 256041 | 253234 | 251565 | Jefferson County, Texas
Jim Hogg County, Texas | Jim Hogg | 5300 | 5300 | 5287 | 5289 | 5277 | 5263 | 5328 | 5296 | 5257 | 5212 | 5192 | 5200 | Jim Hogg County, Texas
Jim Wells County, Texas | Jim Wells | 40838 | 40843 | 40894 | 41224 | 41651 | 41681 | 41504 | 41523 | 41181 | 40920 | 40756 | 40482 | Jim Wells County, Texas
Johnson County, Texas | Johnson | 150934 | 150956 | 151264 | 152094 | 153415 | 154535 | 156733 | 159345 | 162763 | 167012 | 171121 | 175817 | Johnson County, Texas
Jones County, Texas | Jones | 20202 | 20192 | 20238 | 20270 | 19870 | 20044 | 19850 | 19966 | 19971 | 19827 | 19866 | 20083 | Jones County, Texas
Karnes County, Texas | Karnes | 14824 | 14828 | 14889 | 14959 | 14859 | 14727 | 14910 | 15413 | 15494 | 15556 | 15660 | 15601 | Karnes County, Texas
Kaufman County, Texas | Kaufman | 103350 | 103348 | 103872 | 105199 | 106553 | 108248 | 110872 | 114055 | 117904 | 122628 | 128279 | 136154 | Kaufman County, Texas
Kendall County, Texas | Kendall | 33410 | 33384 | 33589 | 34421 | 35551 | 37133 | 38363 | 39938 | 41903 | 43969 | 45603 | 47431 | Kendall County, Texas
Kenedy County, Texas | Kenedy | 416 | 413 | 417 | 438 | 447 | 438 | 437 | 441 | 436 | 427 | 437 | 404 | Kenedy County, Texas
Kent County, Texas | Kent | 808 | 808 | 812 | 813 | 825 | 782 | 748 | 747 | 748 | 759 | 726 | 762 | Kent County, Texas
Kerr County, Texas | Kerr | 49625 | 49644 | 49643 | 49641 | 49719 | 49787 | 50343 | 50880 | 51426 | 51892 | 52415 | 52600 | Kerr County, Texas
Kimble County, Texas | Kimble | 4607 | 4605 | 4601 | 4594 | 4525 | 4461 | 4464 | 4391 | 4413 | 4385 | 4338 | 4337 | Kimble County, Texas
King County, Texas | King | 286 | 285 | 288 | 258 | 270 | 273 | 263 | 282 | 292 | 289 | 276 | 272 | King County, Texas
Kinney County, Texas | Kinney | 3598 | 3598 | 3590 | 3607 | 3639 | 3632 | 3554 | 3589 | 3636 | 3711 | 3692 | 3667 | Kinney County, Texas
Kleberg County, Texas | Kleberg | 32061 | 32061 | 32037 | 32029 | 32097 | 32021 | 31891 | 31413 | 31304 | 30752 | 30722 | 30680 | Kleberg County, Texas
Knox County, Texas | Knox | 3719 | 3719 | 3723 | 3722 | 3730 | 3722 | 3801 | 3792 | 3732 | 3674 | 3662 | 3664 | Knox County, Texas
Lamar County, Texas | Lamar | 49793 | 49791 | 49820 | 49861 | 49656 | 49092 | 49411 | 49373 | 49528 | 49568 | 49729 | 49859 | Lamar County, Texas
Lamb County, Texas | Lamb | 13977 | 13976 | 13993 | 14059 | 13863 | 13663 | 13484 | 13259 | 13195 | 13165 | 13103 | 12893 | Lamb County, Texas
Lampasas County, Texas | Lampasas | 19677 | 19675 | 19762 | 19924 | 20054 | 20142 | 20106 | 20362 | 20524 | 20861 | 21134 | 21428 | Lampasas County, Texas
La Salle County, Texas | La Salle | 6886 | 6886 | 6913 | 7002 | 7157 | 7444 | 7481 | 7637 | 7596 | 7530 | 7493 | 7520 | La Salle County, Texas
Lavaca County, Texas | Lavaca | 19263 | 19264 | 19256 | 19311 | 19528 | 19631 | 19779 | 19919 | 19891 | 20028 | 20114 | 20154 | Lavaca County, Texas
Lee County, Texas | Lee | 16612 | 16609 | 16591 | 16556 | 16505 | 16545 | 16621 | 16868 | 16975 | 17109 | 17097 | 17239 | Lee County, Texas
Leon County, Texas | Leon | 16801 | 16798 | 16723 | 16829 | 16741 | 16620 | 16730 | 17028 | 17200 | 17235 | 17260 | 17404 | Leon County, Texas
Liberty County, Texas | Liberty | 75643 | 75643 | 75859 | 75990 | 76370 | 76849 | 78045 | 79537 | 81354 | 83597 | 85802 | 88219 | Liberty County, Texas
Limestone County, Texas | Limestone | 23384 | 23388 | 23492 | 23591 | 23686 | 23440 | 23529 | 23442 | 23472 | 23391 | 23343 | 23437 | Limestone County, Texas
Lipscomb County, Texas | Lipscomb | 3302 | 3302 | 3283 | 3334 | 3447 | 3490 | 3553 | 3559 | 3494 | 3364 | 3342 | 3233 | Lipscomb County, Texas
Live Oak County, Texas | Live Oak | 11531 | 11533 | 11556 | 11507 | 11655 | 11817 | 12057 | 12173 | 12023 | 12146 | 12148 | 12207 | Live Oak County, Texas
Llano County, Texas | Llano | 19301 | 19303 | 19336 | 19073 | 19266 | 19509 | 19666 | 20081 | 20592 | 21167 | 21600 | 21795 | Llano County, Texas
Loving County, Texas | Loving | 82 | 82 | 84 | 95 | 86 | 106 | 89 | 119 | 117 | 133 | 148 | 169 | Loving County, Texas
Lubbock County, Texas | Lubbock | 278831 | 278918 | 280301 | 283408 | 285961 | 289515 | 294433 | 298337 | 302094 | 305413 | 307627 | 310569 | Lubbock County, Texas
Lynn County, Texas | Lynn | 5915 | 5915 | 5914 | 5886 | 5796 | 5728 | 5798 | 5746 | 5775 | 5832 | 5848 | 5951 | Lynn County, Texas
McCulloch County, Texas | McCulloch | 8283 | 8284 | 8231 | 8254 | 8241 | 8243 | 8152 | 8255 | 8124 | 7941 | 7982 | 7984 | McCulloch County, Texas
McLennan County, Texas | McLennan | 234906 | 234903 | 235917 | 237852 | 239368 | 241443 | 243166 | 245444 | 247553 | 251631 | 254196 | 256623 | McLennan County, Texas
McMullen County, Texas | McMullen | 707 | 707 | 711 | 697 | 730 | 760 | 799 | 828 | 806 | 765 | 731 | 743 | McMullen County, Texas
Madison County, Texas | Madison | 13664 | 13670 | 13739 | 13753 | 13746 | 13820 | 13871 | 13968 | 14120 | 14251 | 14363 | 14284 | Madison County, Texas
Marion County, Texas | Marion | 10546 | 10535 | 10485 | 10475 | 10374 | 10277 | 10149 | 10136 | 10125 | 10057 | 9915 | 9854 | Marion County, Texas
Martin County, Texas | Martin | 4799 | 4799 | 4809 | 4884 | 4980 | 5272 | 5462 | 5646 | 5616 | 5531 | 5681 | 5771 | Martin County, Texas
Mason County, Texas | Mason | 4012 | 4013 | 4010 | 4033 | 4056 | 4120 | 4095 | 4057 | 4161 | 4179 | 4259 | 4274 | Mason County, Texas
Matagorda County, Texas | Matagorda | 36702 | 36702 | 36709 | 36681 | 36544 | 36500 | 36478 | 36766 | 37088 | 36805 | 36566 | 36643 | Matagorda County, Texas
Maverick County, Texas | Maverick | 54258 | 54258 | 54432 | 55260 | 55765 | 56532 | 57115 | 57720 | 58041 | 58111 | 58276 | 58722 | Maverick County, Texas
Medina County, Texas | Medina | 46006 | 45993 | 46114 | 46507 | 46796 | 47238 | 47830 | 48402 | 49254 | 50183 | 50862 | 51584 | Medina County, Texas
Menard County, Texas | Menard | 2242 | 2242 | 2230 | 2214 | 2204 | 2137 | 2128 | 2134 | 2091 | 2110 | 2120 | 2138 | Menard County, Texas
Midland County, Texas | Midland | 136872 | 136872 | 136974 | 140224 | 147332 | 152356 | 156725 | 162328 | 163850 | 165318 | 172505 | 176832 | Midland County, Texas
Milam County, Texas | Milam | 24757 | 24759 | 24681 | 24607 | 24114 | 24090 | 24143 | 24362 | 24680 | 24939 | 25045 | 24823 | Milam County, Texas
Mills County, Texas | Mills | 4936 | 4941 | 4968 | 4883 | 4832 | 4872 | 4872 | 4889 | 4884 | 4917 | 4883 | 4873 | Mills County, Texas
Mitchell County, Texas | Mitchell | 9403 | 9403 | 9412 | 9396 | 9329 | 8999 | 9070 | 8856 | 8474 | 8215 | 8525 | 8545 | Mitchell County, Texas
Montague County, Texas | Montague | 19719 | 19720 | 19718 | 19759 | 19477 | 19387 | 19365 | 19252 | 19390 | 19399 | 19584 | 19818 | Montague County, Texas
Montgomery County, Texas | Montgomery | 455746 | 455747 | 459208 | 471415 | 484565 | 498392 | 517146 | 535753 | 555216 | 571615 | 589770 | 607391 | Montgomery County, Texas
Moore County, Texas | Moore | 21904 | 21904 | 22005 | 22070 | 22430 | 22146 | 21986 | 21725 | 21641 | 21604 | 21083 | 20940 | Moore County, Texas
Morris County, Texas | Morris | 12934 | 12934 | 12919 | 12770 | 12703 | 12680 | 12606 | 12370 | 12429 | 12375 | 12303 | 12388 | Morris County, Texas
Motley County, Texas | Motley | 1210 | 1205 | 1205 | 1200 | 1197 | 1192 | 1149 | 1146 | 1170 | 1226 | 1232 | 1200 | Motley County, Texas
Nacogdoches County, Texas | Nacogdoches | 64524 | 64524 | 64685 | 65655 | 65866 | 65193 | 65240 | 65462 | 65549 | 65317 | 65161 | 65204 | Nacogdoches County, Texas
Navarro County, Texas | Navarro | 47735 | 47840 | 47869 | 48074 | 48163 | 48036 | 47913 | 48181 | 48405 | 48739 | 49536 | 50113 | Navarro County, Texas
Newton County, Texas | Newton | 14445 | 14445 | 14448 | 14563 | 14434 | 14341 | 14292 | 14158 | 14160 | 13908 | 13751 | 13595 | Newton County, Texas
Nolan County, Texas | Nolan | 15216 | 15213 | 15244 | 15143 | 14932 | 15068 | 15126 | 15111 | 15044 | 14854 | 14799 | 14714 | Nolan County, Texas
Nueces County, Texas | Nueces | 340223 | 340223 | 340245 | 343263 | 347939 | 352946 | 356657 | 360504 | 361642 | 361235 | 362026 | 362294 | Nueces County, Texas
Ochiltree County, Texas | Ochiltree | 10223 | 10223 | 10171 | 10444 | 10612 | 10704 | 10715 | 10698 | 10257 | 9996 | 9866 | 9836 | Ochiltree County, Texas
Oldham County, Texas | Oldham | 2052 | 2052 | 2050 | 2072 | 2046 | 2088 | 2069 | 2064 | 2074 | 2104 | 2118 | 2112 | Oldham County, Texas
Orange County, Texas | Orange | 81837 | 81837 | 82012 | 82341 | 82887 | 82811 | 83244 | 83955 | 84549 | 84971 | 83474 | 83396 | Orange County, Texas
Palo Pinto County, Texas | Palo Pinto | 28111 | 28132 | 28095 | 28062 | 27867 | 27886 | 28041 | 27966 | 28125 | 28544 | 28874 | 29189 | Palo Pinto County, Texas
Panola County, Texas | Panola | 23796 | 23796 | 23772 | 24007 | 24001 | 23790 | 23750 | 23667 | 23419 | 23211 | 23142 | 23194 | Panola County, Texas
Parker County, Texas | Parker | 116927 | 116949 | 117316 | 118320 | 119482 | 119785 | 122147 | 125640 | 128967 | 133501 | 138070 | 142878 | Parker County, Texas
Parmer County, Texas | Parmer | 10269 | 10269 | 10265 | 10276 | 10184 | 9986 | 9952 | 9794 | 9762 | 9710 | 9719 | 9605 | Parmer County, Texas
Pecos County, Texas | Pecos | 15507 | 15507 | 15523 | 15643 | 15568 | 15660 | 15828 | 16030 | 15881 | 15634 | 15709 | 15823 | Pecos County, Texas
Polk County, Texas | Polk | 45413 | 45415 | 45446 | 45580 | 45510 | 45522 | 45813 | 46613 | 47656 | 48990 | 49955 | 51353 | Polk County, Texas
Potter County, Texas | Potter | 121073 | 121078 | 121371 | 122305 | 122739 | 122127 | 122061 | 121272 | 120632 | 120340 | 118711 | 117415 | Potter County, Texas
Presidio County, Texas | Presidio | 7818 | 7817 | 7875 | 7754 | 7619 | 7386 | 7194 | 7057 | 7156 | 7100 | 6856 | 6704 | Presidio County, Texas
Rains County, Texas | Rains | 10914 | 10916 | 10913 | 11003 | 10939 | 11033 | 11013 | 11136 | 11304 | 11730 | 12147 | 12514 | Rains County, Texas
Randall County, Texas | Randall | 120725 | 120720 | 121179 | 123424 | 124975 | 126753 | 128733 | 130368 | 132342 | 134015 | 135691 | 137713 | Randall County, Texas
Reagan County, Texas | Reagan | 3367 | 3367 | 3353 | 3393 | 3477 | 3633 | 3785 | 3807 | 3726 | 3712 | 3736 | 3849 | Reagan County, Texas
Real County, Texas | Real | 3309 | 3309 | 3322 | 3431 | 3352 | 3318 | 3347 | 3297 | 3399 | 3417 | 3477 | 3452 | Real County, Texas
Red River County, Texas | Red River | 12860 | 12862 | 12874 | 12682 | 12723 | 12487 | 12445 | 12345 | 12179 | 12164 | 12143 | 12023 | Red River County, Texas
Reeves County, Texas | Reeves | 13783 | 13783 | 13834 | 14098 | 14265 | 14494 | 15124 | 15574 | 15229 | 15166 | 15513 | 15976 | Reeves County, Texas
Refugio County, Texas | Refugio | 7383 | 7383 | 7375 | 7321 | 7256 | 7279 | 7362 | 7326 | 7272 | 7180 | 7000 | 6948 | Refugio County, Texas
Roberts County, Texas | Roberts | 929 | 929 | 924 | 926 | 942 | 919 | 914 | 910 | 910 | 941 | 898 | 854 | Roberts County, Texas
Robertson County, Texas | Robertson | 16622 | 16620 | 16555 | 16657 | 16455 | 16431 | 16468 | 16698 | 16804 | 17153 | 17219 | 17074 | Robertson County, Texas
Rockwall County, Texas | Rockwall | 78337 | 78345 | 78919 | 81045 | 82710 | 84670 | 87064 | 90170 | 93421 | 96824 | 100546 | 104915 | Rockwall County, Texas
Runnels County, Texas | Runnels | 10501 | 10502 | 10508 | 10500 | 10335 | 10196 | 10294 | 10387 | 10276 | 10282 | 10178 | 10264 | Runnels County, Texas
Rusk County, Texas | Rusk | 53330 | 53309 | 53361 | 53702 | 53793 | 53332 | 53212 | 52965 | 52892 | 54213 | 54301 | 54406 | Rusk County, Texas
Sabine County, Texas | Sabine | 10834 | 10836 | 10871 | 10727 | 10524 | 10424 | 10428 | 10440 | 10381 | 10417 | 10576 | 10542 | Sabine County, Texas
San Augustine County, Texas | San Augustine | 8865 | 8861 | 8854 | 8799 | 8789 | 8663 | 8481 | 8349 | 8288 | 8302 | 8254 | 8237 | San Augustine County, Texas
San Jacinto County, Texas | San Jacinto | 26384 | 26378 | 26474 | 26780 | 26942 | 26731 | 27049 | 27361 | 27732 | 28231 | 28717 | 28859 | San Jacinto County, Texas
San Patricio County, Texas | San Patricio | 64804 | 64802 | 64431 | 64458 | 65260 | 66134 | 66656 | 67117 | 67311 | 67210 | 66671 | 66730 | San Patricio County, Texas
San Saba County, Texas | San Saba | 6131 | 6130 | 6134 | 6047 | 5990 | 5960 | 5858 | 5922 | 5922 | 5996 | 6060 | 6055 | San Saba County, Texas
Schleicher County, Texas | Schleicher | 3461 | 3461 | 3503 | 3310 | 3259 | 3191 | 3164 | 3195 | 3057 | 2989 | 2880 | 2793 | Schleicher County, Texas
Scurry County, Texas | Scurry | 16921 | 16919 | 16928 | 16868 | 17125 | 17272 | 17377 | 17570 | 17394 | 17003 | 16812 | 16703 | Scurry County, Texas
Shackelford County, Texas | Shackelford | 3378 | 3376 | 3383 | 3334 | 3361 | 3375 | 3316 | 3333 | 3337 | 3289 | 3256 | 3265 | Shackelford County, Texas
Shelby County, Texas | Shelby | 25448 | 25448 | 25458 | 25733 | 26062 | 25977 | 25607 | 25373 | 25566 | 25225 | 25307 | 25274 | Shelby County, Texas
Sherman County, Texas | Sherman | 3034 | 3034 | 3025 | 3014 | 3039 | 3070 | 3065 | 3058 | 3070 | 3046 | 3101 | 3022 | Sherman County, Texas
Smith County, Texas | Smith | 209714 | 209725 | 210408 | 212764 | 214811 | 216475 | 219642 | 222390 | 225161 | 227195 | 229749 | 232751 | Smith County, Texas
Somervell County, Texas | Somervell | 8490 | 8491 | 8500 | 8426 | 8554 | 8566 | 8559 | 8618 | 8671 | 8855 | 9030 | 9128 | Somervell County, Texas
Starr County, Texas | Starr | 60968 | 60967 | 61134 | 61642 | 61970 | 62381 | 62965 | 63484 | 63894 | 64130 | 64249 | 64633 | Starr County, Texas
Stephens County, Texas | Stephens | 9630 | 9634 | 9620 | 9536 | 9614 | 9371 | 9342 | 9385 | 9377 | 9287 | 9405 | 9366 | Stephens County, Texas
Sterling County, Texas | Sterling | 1143 | 1143 | 1137 | 1170 | 1191 | 1229 | 1340 | 1333 | 1339 | 1287 | 1304 | 1291 | Sterling County, Texas
Stonewall County, Texas | Stonewall | 1490 | 1490 | 1496 | 1463 | 1452 | 1418 | 1388 | 1398 | 1401 | 1376 | 1352 | 1350 | Stonewall County, Texas
Sutton County, Texas | Sutton | 4128 | 4128 | 4062 | 3987 | 3916 | 3982 | 3969 | 3915 | 3886 | 3792 | 3752 | 3776 | Sutton County, Texas
Swisher County, Texas | Swisher | 7854 | 7859 | 7918 | 7804 | 7845 | 7720 | 7554 | 7477 | 7428 | 7446 | 7413 | 7397 | Swisher County, Texas
Tarrant County, Texas | Tarrant | 1809034 | 1810664 | 1817480 | 1847882 | 1882205 | 1912767 | 1946122 | 1984880 | 2023556 | 2056451 | 2081446 | 2102515 | Tarrant County, Texas
Taylor County, Texas | Taylor | 131506 | 131515 | 131835 | 132853 | 134084 | 133927 | 134987 | 136133 | 136257 | 136634 | 137294 | 138034 | Taylor County, Texas
Terrell County, Texas | Terrell | 984 | 984 | 1011 | 950 | 921 | 891 | 910 | 867 | 818 | 814 | 810 | 776 | Terrell County, Texas
Terry County, Texas | Terry | 12651 | 12651 | 12682 | 12661 | 12632 | 12713 | 12795 | 12759 | 12770 | 12429 | 12344 | 12337 | Terry County, Texas
Throckmorton County, Texas | Throckmorton | 1641 | 1641 | 1639 | 1637 | 1610 | 1606 | 1613 | 1559 | 1537 | 1510 | 1504 | 1501 | Throckmorton County, Texas
Titus County, Texas | Titus | 32334 | 32334 | 32419 | 32452 | 32612 | 32587 | 32502 | 32626 | 32463 | 32619 | 32743 | 32750 | Titus County, Texas
Tom Green County, Texas | Tom Green | 110224 | 110228 | 110678 | 111751 | 113307 | 114680 | 116319 | 117514 | 117634 | 117566 | 118014 | 119200 | Tom Green County, Texas
Travis County, Texas | Travis | 1024266 | 1024444 | 1030503 | 1061709 | 1096886 | 1122248 | 1152260 | 1179805 | 1206110 | 1227585 | 1246572 | 1273954 | Travis County, Texas
Trinity County, Texas | Trinity | 14585 | 14675 | 14729 | 14686 | 14372 | 14445 | 14298 | 14539 | 14543 | 14677 | 14688 | 14651 | Trinity County, Texas
Tyler County, Texas | Tyler | 21766 | 21760 | 21764 | 21674 | 21504 | 21508 | 21468 | 21370 | 21423 | 21517 | 21609 | 21672 | Tyler County, Texas
Upshur County, Texas | Upshur | 39309 | 39311 | 39377 | 39731 | 39918 | 39757 | 40280 | 40317 | 40771 | 41069 | 41179 | 41753 | Upshur County, Texas
Upton County, Texas | Upton | 3355 | 3349 | 3338 | 3284 | 3263 | 3386 | 3482 | 3652 | 3690 | 3658 | 3637 | 3657 | Upton County, Texas
Uvalde County, Texas | Uvalde | 26405 | 26405 | 26443 | 26588 | 26746 | 26904 | 27022 | 26949 | 27081 | 27043 | 26787 | 26741 | Uvalde County, Texas
Val Verde County, Texas | Val Verde | 48879 | 48879 | 48971 | 48972 | 48976 | 49044 | 48845 | 48891 | 48911 | 49028 | 48988 | 49025 | Val Verde County, Texas
Van Zandt County, Texas | Van Zandt | 52579 | 52552 | 52579 | 52487 | 52207 | 52328 | 52781 | 53430 | 54367 | 55163 | 55966 | 56590 | Van Zandt County, Texas
Victoria County, Texas | Victoria | 86793 | 86793 | 86883 | 87557 | 89116 | 90066 | 91042 | 92136 | 92402 | 92045 | 91878 | 92084 | Victoria County, Texas
Walker County, Texas | Walker | 67861 | 67860 | 68241 | 68409 | 68609 | 69404 | 70076 | 70836 | 71845 | 72816 | 73136 | 72971 | Walker County, Texas
Waller County, Texas | Waller | 43205 | 43274 | 43519 | 44101 | 44335 | 45408 | 46765 | 48641 | 50046 | 51717 | 53512 | 55246 | Waller County, Texas
Ward County, Texas | Ward | 10658 | 10658 | 10594 | 10671 | 10823 | 11205 | 11571 | 11631 | 11571 | 11383 | 11709 | 11998 | Ward County, Texas
Washington County, Texas | Washington | 33718 | 33699 | 33708 | 33966 | 33930 | 34201 | 34403 | 34836 | 34740 | 34861 | 35496 | 35882 | Washington County, Texas
Webb County, Texas | Webb | 250304 | 250304 | 251370 | 255935 | 260595 | 264430 | 267465 | 269865 | 272301 | 273691 | 275120 | 276652 | Webb County, Texas
Wharton County, Texas | Wharton | 41280 | 41280 | 41281 | 41287 | 41136 | 41122 | 41095 | 41383 | 41609 | 41837 | 41499 | 41556 | Wharton County, Texas
Wheeler County, Texas | Wheeler | 5410 | 5406 | 5387 | 5446 | 5589 | 5716 | 5696 | 5658 | 5518 | 5300 | 5158 | 5056 | Wheeler County, Texas
Wichita County, Texas | Wichita | 131500 | 131659 | 131794 | 130803 | 131701 | 132192 | 132646 | 130961 | 131295 | 131689 | 131807 | 132230 | Wichita County, Texas
Wilbarger County, Texas | Wilbarger | 13535 | 13535 | 13509 | 13452 | 13289 | 13204 | 12988 | 13055 | 12880 | 12683 | 12777 | 12769 | Wilbarger County, Texas
Willacy County, Texas | Willacy | 22134 | 22136 | 22225 | 22167 | 22208 | 22019 | 21935 | 21863 | 21761 | 21508 | 21450 | 21358 | Willacy County, Texas
Williamson County, Texas | Williamson | 422679 | 422504 | 426287 | 442031 | 455750 | 470017 | 487913 | 507133 | 527622 | 546251 | 566463 | 590551 | Williamson County, Texas
Wilson County, Texas | Wilson | 42918 | 42905 | 43051 | 43667 | 44353 | 45217 | 46145 | 47178 | 48212 | 49211 | 50196 | 51070 | Wilson County, Texas
Winkler County, Texas | Winkler | 7110 | 7110 | 7085 | 7165 | 7371 | 7635 | 7819 | 8027 | 7915 | 7605 | 7778 | 8010 | Winkler County, Texas
Wise County, Texas | Wise | 59127 | 59115 | 59115 | 59967 | 60424 | 61019 | 61702 | 62857 | 64478 | 65848 | 68284 | 69984 | Wise County, Texas
Wood County, Texas | Wood | 41964 | 41959 | 41977 | 42092 | 42383 | 42346 | 42764 | 43117 | 43753 | 44263 | 45157 | 45539 | Wood County, Texas
Yoakum County, Texas | Yoakum | 7879 | 7879 | 7851 | 7971 | 8055 | 8222 | 8398 | 8644 | 8652 | 8557 | 8590 | 8713 | Yoakum County, Texas
Young County, Texas | Young | 18550 | 18550 | 18522 | 18355 | 18278 | 18354 | 18274 | 18163 | 18098 | 17922 | 17986 | 18010 | Young County, Texas
Zapata County, Texas | Zapata | 14018 | 14018 | 14087 | 14227 | 14276 | 14385 | 14376 | 14493 | 14446 | 14254 | 14149 | 14179 | Zapata County, Texas
Zavala County, Texas | Zavala | 11677 | 11677 | 11729 | 11875 | 12014 | 12195 | 12243 | 12310 | 12121 | 11957 | 11969 | 11840 | Zavala County, Texas
Beaver County, Utah | Beaver | 6629 | 6629 | 6655 | 6559 | 6500 | 6457 | 6432 | 6353 | 6478 | 6421 | 6625 | 6710 | Beaver County, Utah
Box Elder County, Utah | Box Elder | 49975 | 49983 | 50175 | 50239 | 50201 | 50727 | 51300 | 51826 | 52975 | 53977 | 54906 | 56046 | Box Elder County, Utah
Cache County, Utah | Cache | 112656 | 112656 | 113386 | 114781 | 115895 | 117025 | 117894 | 119697 | 122201 | 124236 | 126400 | 128289 | Cache County, Utah
Carbon County, Utah | Carbon | 21403 | 21403 | 21403 | 21305 | 21222 | 20903 | 20636 | 20391 | 20324 | 20131 | 20233 | 20463 | Carbon County, Utah
Daggett County, Utah | Daggett | 1059 | 1061 | 1077 | 1162 | 1095 | 1140 | 1124 | 1107 | 1076 | 1013 | 974 | 950 | Daggett County, Utah
Davis County, Utah | Davis | 306479 | 306492 | 307910 | 311852 | 315926 | 322228 | 328714 | 334597 | 341000 | 346658 | 351101 | 355481 | Davis County, Utah
Duchesne County, Utah | Duchesne | 18607 | 18605 | 18647 | 18700 | 19000 | 19960 | 20199 | 20748 | 20242 | 19868 | 19943 | 19938 | Duchesne County, Utah
Emery County, Utah | Emery | 10976 | 10976 | 11005 | 10985 | 10939 | 10759 | 10638 | 10359 | 10206 | 10006 | 10003 | 10012 | Emery County, Utah
Garfield County, Utah | Garfield | 5172 | 5172 | 5197 | 5149 | 5063 | 5029 | 5005 | 4962 | 4952 | 5025 | 5002 | 5051 | Garfield County, Utah
Grand County, Utah | Grand | 9225 | 9224 | 9312 | 9298 | 9358 | 9376 | 9481 | 9551 | 9622 | 9589 | 9686 | 9754 | Grand County, Utah
Iron County, Utah | Iron | 46163 | 46163 | 46263 | 46622 | 46646 | 46530 | 47041 | 48113 | 49676 | 50761 | 52678 | 54839 | Iron County, Utah
Juab County, Utah | Juab | 10246 | 10246 | 10264 | 10313 | 10295 | 10261 | 10410 | 10551 | 11016 | 11293 | 11629 | 12017 | Juab County, Utah
Kane County, Utah | Kane | 7125 | 7125 | 7213 | 7295 | 7173 | 7124 | 7167 | 7039 | 7297 | 7520 | 7677 | 7886 | Kane County, Utah
Millard County, Utah | Millard | 12503 | 12503 | 12541 | 12570 | 12468 | 12555 | 12538 | 12620 | 12655 | 12821 | 12987 | 13188 | Millard County, Utah
Morgan County, Utah | Morgan | 9469 | 9469 | 9522 | 9653 | 9807 | 10207 | 10601 | 11039 | 11370 | 11829 | 11956 | 12124 | Morgan County, Utah
Piute County, Utah | Piute | 1556 | 1557 | 1565 | 1499 | 1497 | 1488 | 1467 | 1491 | 1459 | 1407 | 1438 | 1479 | Piute County, Utah
Rich County, Utah | Rich | 2264 | 2264 | 2254 | 2294 | 2257 | 2263 | 2273 | 2300 | 2313 | 2395 | 2456 | 2483 | Rich County, Utah
Salt Lake County, Utah | Salt Lake | 1029655 | 1029590 | 1032976 | 1047610 | 1063956 | 1079392 | 1090005 | 1102273 | 1120109 | 1136719 | 1148692 | 1160437 | Salt Lake County, Utah
San Juan County, Utah | San Juan | 14746 | 14745 | 14824 | 14839 | 15037 | 14988 | 15058 | 15239 | 15329 | 15277 | 15358 | 15308 | San Juan County, Utah
Sanpete County, Utah | Sanpete | 27822 | 27822 | 27940 | 28003 | 27961 | 28128 | 28297 | 28654 | 29232 | 29921 | 30503 | 30939 | Sanpete County, Utah
Sevier County, Utah | Sevier | 20802 | 20801 | 20798 | 20870 | 20658 | 20747 | 20735 | 20858 | 21131 | 21292 | 21497 | 21620 | Sevier County, Utah
Summit County, Utah | Summit | 36324 | 36324 | 36500 | 37421 | 37864 | 38420 | 39113 | 39640 | 40512 | 41330 | 41890 | 42145 | Summit County, Utah
Tooele County, Utah | Tooele | 58218 | 58218 | 58502 | 59190 | 59792 | 60633 | 61442 | 62639 | 64612 | 67486 | 69989 | 72259 | Tooele County, Utah
Uintah County, Utah | Uintah | 32588 | 32588 | 32467 | 33241 | 34641 | 35682 | 36918 | 37791 | 36264 | 35228 | 35405 | 35734 | Uintah County, Utah
Utah County, Utah | Utah | 516564 | 516639 | 519998 | 530688 | 539685 | 551273 | 560649 | 572667 | 590288 | 606742 | 621520 | 636235 | Utah County, Utah
Wasatch County, Utah | Wasatch | 23530 | 23525 | 23644 | 24408 | 25344 | 26584 | 27814 | 29118 | 30375 | 31890 | 33067 | 34091 | Wasatch County, Utah
Washington County, Utah | Washington | 138115 | 138115 | 138389 | 141249 | 144139 | 146987 | 151081 | 154650 | 159352 | 165929 | 171567 | 177556 | Washington County, Utah
Wayne County, Utah | Wayne | 2778 | 2778 | 2772 | 2742 | 2705 | 2712 | 2695 | 2690 | 2671 | 2702 | 2671 | 2711 | Wayne County, Utah
Weber County, Utah | Weber | 231236 | 231218 | 232133 | 233847 | 236251 | 238062 | 240152 | 242872 | 247131 | 251576 | 255697 | 260213 | Weber County, Utah
Addison County, Vermont | Addison | 36821 | 36818 | 36823 | 36969 | 36899 | 36934 | 36932 | 36929 | 36931 | 36900 | 36873 | 36777 | Addison County, Vermont
Bennington County, Vermont | Bennington | 37125 | 37119 | 37078 | 36813 | 36610 | 36534 | 36167 | 36153 | 35911 | 35675 | 35520 | 35470 | Bennington County, Vermont
Caledonia County, Vermont | Caledonia | 31227 | 31234 | 31166 | 31111 | 31025 | 31044 | 30873 | 30645 | 30154 | 30141 | 30236 | 29993 | Caledonia County, Vermont
Chittenden County, Vermont | Chittenden | 156545 | 156535 | 156769 | 158033 | 158673 | 159432 | 159945 | 161293 | 161563 | 163031 | 163571 | 163774 | Chittenden County, Vermont
Essex County, Vermont | Essex | 6306 | 6306 | 6312 | 6324 | 6224 | 6193 | 6154 | 6193 | 6224 | 6184 | 6234 | 6163 | Essex County, Vermont
Franklin County, Vermont | Franklin | 47746 | 47759 | 47821 | 48228 | 48317 | 48407 | 48763 | 48988 | 48963 | 48969 | 49258 | 49402 | Franklin County, Vermont
Grand Isle County, Vermont | Grand Isle | 6970 | 6970 | 6948 | 6974 | 6972 | 6988 | 6968 | 6871 | 6921 | 6975 | 7110 | 7235 | Grand Isle County, Vermont
Lamoille County, Vermont | Lamoille | 24475 | 24473 | 24515 | 24707 | 24945 | 25111 | 25130 | 25240 | 25331 | 25360 | 25295 | 25362 | Lamoille County, Vermont
Orange County, Vermont | Orange | 28936 | 28936 | 28944 | 29018 | 28916 | 28848 | 28875 | 28887 | 28908 | 28964 | 28888 | 28892 | Orange County, Vermont
Orleans County, Vermont | Orleans | 27231 | 27234 | 27245 | 27195 | 27165 | 27135 | 27024 | 27034 | 26766 | 26811 | 26859 | 27037 | Orleans County, Vermont
Rutland County, Vermont | Rutland | 61642 | 61660 | 61586 | 61235 | 60803 | 60488 | 60039 | 59544 | 59122 | 59006 | 58596 | 58191 | Rutland County, Vermont
Washington County, Vermont | Washington | 59534 | 59524 | 59570 | 59591 | 59407 | 59218 | 58961 | 58652 | 58355 | 58253 | 58079 | 58409 | Washington County, Vermont
Windham County, Vermont | Windham | 44513 | 44511 | 44502 | 44239 | 43996 | 43885 | 43656 | 43246 | 43163 | 42851 | 42635 | 42222 | Windham County, Vermont
Windsor County, Vermont | Windsor | 56670 | 56658 | 56600 | 56612 | 56138 | 55993 | 55727 | 55541 | 55345 | 55224 | 55204 | 55062 | Windsor County, Vermont
Accomack County, Virginia | Accomack | 33164 | 33162 | 33148 | 33225 | 33268 | 32969 | 32971 | 32914 | 32871 | 32685 | 32581 | 32316 | Accomack County, Virginia
Albemarle County, Virginia | Albemarle | 98970 | 98998 | 99204 | 100213 | 101464 | 102270 | 103732 | 105117 | 106431 | 107768 | 108377 | 109330 | Albemarle County, Virginia
Alleghany County, Virginia | Alleghany | 16250 | 16264 | 16203 | 16163 | 16034 | 15923 | 15605 | 15425 | 15387 | 15128 | 14986 | 14860 | Alleghany County, Virginia
Amelia County, Virginia | Amelia | 12690 | 12695 | 12746 | 12752 | 12745 | 12656 | 12713 | 12784 | 12801 | 12980 | 13057 | 13145 | Amelia County, Virginia
Amherst County, Virginia | Amherst | 32353 | 32354 | 32387 | 32154 | 32630 | 32317 | 32158 | 31836 | 31887 | 31863 | 31684 | 31605 | Amherst County, Virginia
Appomattox County, Virginia | Appomattox | 14973 | 15028 | 15098 | 15109 | 15246 | 15320 | 15348 | 15492 | 15528 | 15723 | 15881 | 15911 | Appomattox County, Virginia
Arlington County, Virginia | Arlington | 207627 | 207696 | 209295 | 215990 | 221454 | 224894 | 225980 | 228548 | 231259 | 234647 | 236025 | 236842 | Arlington County, Virginia
Augusta County, Virginia | Augusta | 73750 | 73753 | 73584 | 73648 | 73588 | 73842 | 73881 | 74292 | 74834 | 75177 | 75535 | 75558 | Augusta County, Virginia
Bath County, Virginia | Bath | 4731 | 4727 | 4721 | 4655 | 4642 | 4592 | 4535 | 4460 | 4409 | 4266 | 4253 | 4147 | Bath County, Virginia
Bedford County, Virginia | Bedford | 68676 | 74929 | 75035 | 75554 | 75750 | 76177 | 77034 | 77629 | 77993 | 78378 | 78882 | 78997 | Bedford County, Virginia
Bland County, Virginia | Bland | 6824 | 6824 | 6799 | 6773 | 6692 | 6673 | 6583 | 6532 | 6472 | 6354 | 6303 | 6280 | Bland County, Virginia
Botetourt County, Virginia | Botetourt | 33148 | 33152 | 33199 | 33005 | 33123 | 32994 | 33080 | 33380 | 33252 | 33313 | 33352 | 33419 | Botetourt County, Virginia
Brunswick County, Virginia | Brunswick | 17434 | 17426 | 17402 | 17127 | 17032 | 16984 | 16825 | 16845 | 16618 | 16570 | 16336 | 16231 | Brunswick County, Virginia
Buchanan County, Virginia | Buchanan | 24098 | 24102 | 24084 | 23824 | 23822 | 23625 | 23152 | 22752 | 22212 | 21604 | 21369 | 21004 | Buchanan County, Virginia
Buckingham County, Virginia | Buckingham | 17146 | 17140 | 17091 | 17213 | 17068 | 17150 | 16931 | 17017 | 17051 | 17038 | 17043 | 17148 | Buckingham County, Virginia
Campbell County, Virginia | Campbell | 54842 | 54809 | 54901 | 54789 | 54830 | 55078 | 55272 | 55356 | 55419 | 55326 | 55137 | 54885 | Campbell County, Virginia
Caroline County, Virginia | Caroline | 28545 | 28554 | 28635 | 28672 | 28949 | 29248 | 29741 | 29900 | 30099 | 30432 | 30751 | 30725 | Caroline County, Virginia
Carroll County, Virginia | Carroll | 30042 | 30072 | 30071 | 30092 | 29916 | 29909 | 29711 | 29870 | 29789 | 29812 | 29741 | 29791 | Carroll County, Virginia
Charles City County, Virginia | Charles City | 7256 | 7256 | 7259 | 7205 | 7126 | 7072 | 6978 | 7046 | 7034 | 7026 | 7000 | 6963 | Charles City County, Virginia
Charlotte County, Virginia | Charlotte | 12586 | 12597 | 12568 | 12499 | 12401 | 12279 | 12175 | 12179 | 12119 | 12077 | 11944 | 11880 | Charlotte County, Virginia
Chesterfield County, Virginia | Chesterfield | 316236 | 316240 | 317198 | 320307 | 323880 | 327612 | 332093 | 334915 | 338479 | 343276 | 348281 | 352802 | Chesterfield County, Virginia
Clarke County, Virginia | Clarke | 14034 | 14025 | 14012 | 14190 | 14245 | 14253 | 14315 | 14239 | 14294 | 14454 | 14511 | 14619 | Clarke County, Virginia
Craig County, Virginia | Craig | 5190 | 5175 | 5198 | 5169 | 5138 | 5138 | 5176 | 5136 | 5120 | 5062 | 5102 | 5131 | Craig County, Virginia
Culpeper County, Virginia | Culpeper | 46689 | 46688 | 46838 | 47345 | 47844 | 48606 | 49237 | 49551 | 50319 | 51235 | 51795 | 52605 | Culpeper County, Virginia
Cumberland County, Virginia | Cumberland | 10052 | 10039 | 10028 | 9985 | 9841 | 9848 | 9839 | 9756 | 9745 | 9828 | 9857 | 9932 | Cumberland County, Virginia
Dickenson County, Virginia | Dickenson | 15903 | 15877 | 15847 | 15779 | 15707 | 15526 | 15344 | 15201 | 15014 | 14722 | 14526 | 14318 | Dickenson County, Virginia
Dinwiddie County, Virginia | Dinwiddie | 28001 | 28012 | 28063 | 28119 | 28223 | 28084 | 28094 | 28148 | 28468 | 28630 | 28633 | 28544 | Dinwiddie County, Virginia
Essex County, Virginia | Essex | 11151 | 11149 | 11146 | 11169 | 11135 | 11161 | 11071 | 11096 | 11077 | 10969 | 10896 | 10953 | Essex County, Virginia
Fairfax County, Virginia | Fairfax | 1081726 | 1081703 | 1086155 | 1103439 | 1120395 | 1131784 | 1136271 | 1140401 | 1144188 | 1148728 | 1148463 | 1147532 | Fairfax County, Virginia
Fauquier County, Virginia | Fauquier | 65203 | 65228 | 65440 | 66032 | 66561 | 67139 | 68116 | 68423 | 68805 | 69547 | 70642 | 71222 | Fauquier County, Virginia
Floyd County, Virginia | Floyd | 15279 | 15291 | 15365 | 15400 | 15431 | 15482 | 15526 | 15548 | 15677 | 15758 | 15790 | 15749 | Floyd County, Virginia
Fluvanna County, Virginia | Fluvanna | 25691 | 25742 | 25791 | 25956 | 25883 | 25825 | 25969 | 26133 | 26187 | 26480 | 26898 | 27270 | Fluvanna County, Virginia
Franklin County, Virginia | Franklin | 56159 | 56128 | 56176 | 56337 | 56290 | 56269 | 56258 | 56227 | 56158 | 56315 | 56191 | 56042 | Franklin County, Virginia
Frederick County, Virginia | Frederick | 78305 | 78269 | 78550 | 79512 | 80229 | 81474 | 82714 | 83493 | 84638 | 86456 | 88173 | 89313 | Frederick County, Virginia
Giles County, Virginia | Giles | 17286 | 17286 | 17316 | 17151 | 17022 | 16988 | 16849 | 16762 | 16827 | 16754 | 16799 | 16720 | Giles County, Virginia
Gloucester County, Virginia | Gloucester | 36858 | 36859 | 36940 | 36889 | 36838 | 36768 | 37024 | 37010 | 37114 | 37295 | 37341 | 37348 | Gloucester County, Virginia
Goochland County, Virginia | Goochland | 21717 | 21692 | 21744 | 21374 | 21273 | 21565 | 21849 | 22165 | 22485 | 22703 | 23219 | 23753 | Goochland County, Virginia
Grayson County, Virginia | Grayson | 15533 | 15554 | 15497 | 15366 | 15143 | 15128 | 15922 | 15959 | 15867 | 15697 | 15635 | 15550 | Grayson County, Virginia
Greene County, Virginia | Greene | 18403 | 18389 | 18457 | 18667 | 18803 | 18848 | 19105 | 19183 | 19309 | 19593 | 19692 | 19819 | Greene County, Virginia
Greensville County, Virginia | Greensville | 12243 | 12245 | 12234 | 12001 | 11745 | 11689 | 11564 | 11786 | 11500 | 11569 | 11432 | 11336 | Greensville County, Virginia
Halifax County, Virginia | Halifax | 36241 | 36253 | 36206 | 36000 | 35738 | 35386 | 35204 | 35103 | 34990 | 34575 | 34181 | 33911 | Halifax County, Virginia
Hanover County, Virginia | Hanover | 99863 | 99850 | 99902 | 99908 | 100339 | 101065 | 101724 | 103071 | 104290 | 105674 | 106886 | 107766 | Hanover County, Virginia
Henrico County, Virginia | Henrico | 306935 | 306756 | 307253 | 310430 | 315587 | 318640 | 321835 | 324375 | 325931 | 327559 | 328993 | 330818 | Henrico County, Virginia
Henry County, Virginia | Henry | 54151 | 54182 | 54135 | 53552 | 53112 | 52748 | 52237 | 51940 | 51645 | 51346 | 51050 | 50557 | Henry County, Virginia
Highland County, Virginia | Highland | 2321 | 2319 | 2297 | 2260 | 2234 | 2205 | 2238 | 2196 | 2210 | 2217 | 2208 | 2190 | Highland County, Virginia
Isle of Wight County, Virginia | Isle of Wight | 35270 | 35277 | 35316 | 35296 | 35343 | 35526 | 35865 | 36159 | 36326 | 36571 | 36972 | 37109 | Isle of Wight County, Virginia
James City County, Virginia | James City | 67009 | 67379 | 67661 | 68297 | 69409 | 70612 | 72064 | 72819 | 73930 | 75274 | 76033 | 76523 | James City County, Virginia
King and Queen County, Virginia | King and Queen | 6945 | 6940 | 6976 | 6987 | 7009 | 7029 | 7082 | 7085 | 7054 | 6999 | 7045 | 7025 | King and Queen County, Virginia
King George County, Virginia | King George | 23584 | 23578 | 23696 | 24273 | 24606 | 24897 | 25260 | 25414 | 25947 | 26337 | 26612 | 26836 | King George County, Virginia
King William County, Virginia | King William | 15935 | 15927 | 15999 | 16014 | 15977 | 16092 | 16149 | 16282 | 16405 | 16684 | 16919 | 17148 | King William County, Virginia
Lancaster County, Virginia | Lancaster | 11391 | 11390 | 11362 | 11275 | 11125 | 10959 | 10861 | 10825 | 10771 | 10725 | 10696 | 10603 | Lancaster County, Virginia
Lee County, Virginia | Lee | 25587 | 25589 | 25605 | 25544 | 25428 | 25080 | 24724 | 24595 | 24165 | 23900 | 23656 | 23423 | Lee County, Virginia
Loudoun County, Virginia | Loudoun | 312311 | 312348 | 315478 | 326327 | 337847 | 349915 | 362206 | 374014 | 385546 | 397049 | 405522 | 413538 | Loudoun County, Virginia
Louisa County, Virginia | Louisa | 33153 | 33168 | 33309 | 33465 | 33494 | 33987 | 34310 | 34611 | 35304 | 35912 | 36784 | 37591 | Louisa County, Virginia
Lunenburg County, Virginia | Lunenburg | 12914 | 12916 | 12910 | 12911 | 12638 | 12532 | 12482 | 12348 | 12319 | 12333 | 12215 | 12196 | Lunenburg County, Virginia
Madison County, Virginia | Madison | 13308 | 13306 | 13300 | 13141 | 13132 | 13090 | 13030 | 13047 | 13081 | 13212 | 13248 | 13261 | Madison County, Virginia
Mathews County, Virginia | Mathews | 8978 | 8976 | 8974 | 8944 | 8911 | 8898 | 8813 | 8834 | 8769 | 8709 | 8792 | 8834 | Mathews County, Virginia
Mecklenburg County, Virginia | Mecklenburg | 32727 | 32716 | 32708 | 32560 | 31686 | 31239 | 31104 | 30922 | 30813 | 30693 | 30624 | 30587 | Mecklenburg County, Virginia
Middlesex County, Virginia | Middlesex | 10959 | 10959 | 10980 | 10854 | 10850 | 10781 | 10657 | 10686 | 10749 | 10625 | 10733 | 10582 | Middlesex County, Virginia
Montgomery County, Virginia | Montgomery | 94392 | 94422 | 94557 | 94737 | 95652 | 96589 | 97107 | 97317 | 98172 | 98142 | 98532 | 98535 | Montgomery County, Virginia
Nelson County, Virginia | Nelson | 15020 | 15015 | 14978 | 15020 | 14802 | 14800 | 14863 | 14760 | 14805 | 14800 | 14862 | 14930 | Nelson County, Virginia
New Kent County, Virginia | New Kent | 18429 | 18432 | 18543 | 18764 | 19149 | 19516 | 20019 | 20377 | 21009 | 21638 | 22317 | 23091 | New Kent County, Virginia
Northampton County, Virginia | Northampton | 12389 | 12391 | 12409 | 12408 | 12212 | 12030 | 12038 | 12080 | 12002 | 11872 | 11761 | 11710 | Northampton County, Virginia
Northumberland County, Virginia | Northumberland | 12330 | 12331 | 12355 | 12451 | 12422 | 12298 | 12256 | 12241 | 12176 | 12271 | 12168 | 12095 | Northumberland County, Virginia
Nottoway County, Virginia | Nottoway | 15853 | 15853 | 15840 | 15894 | 15756 | 15637 | 15511 | 15606 | 15495 | 15432 | 15400 | 15232 | Nottoway County, Virginia
Orange County, Virginia | Orange | 33481 | 33554 | 33578 | 33994 | 34275 | 34620 | 34923 | 35178 | 35354 | 35870 | 36598 | 37051 | Orange County, Virginia
Page County, Virginia | Page | 24042 | 24051 | 24065 | 23957 | 23841 | 23723 | 23784 | 23662 | 23619 | 23784 | 23972 | 23902 | Page County, Virginia
Patrick County, Virginia | Patrick | 18490 | 18500 | 18470 | 18335 | 18333 | 18249 | 18175 | 17960 | 17796 | 17713 | 17663 | 17608 | Patrick County, Virginia
Pittsylvania County, Virginia | Pittsylvania | 63506 | 63469 | 63586 | 63262 | 62895 | 62554 | 62371 | 62010 | 61704 | 61309 | 60901 | 60354 | Pittsylvania County, Virginia
Powhatan County, Virginia | Powhatan | 28046 | 28069 | 28125 | 28129 | 28178 | 28300 | 28496 | 28056 | 28443 | 28716 | 29210 | 29652 | Powhatan County, Virginia
Prince Edward County, Virginia | Prince Edward | 23368 | 23363 | 23359 | 22318 | 23172 | 22714 | 22975 | 23120 | 23020 | 22678 | 22906 | 22802 | Prince Edward County, Virginia
Prince George County, Virginia | Prince George | 35725 | 35715 | 35642 | 36716 | 37123 | 37333 | 37415 | 38246 | 37972 | 38006 | 37993 | 38353 | Prince George County, Virginia
Prince William County, Virginia | Prince William | 402002 | 402009 | 406169 | 419094 | 429616 | 437735 | 443782 | 450978 | 456496 | 463069 | 466235 | 470335 | Prince William County, Virginia
Pulaski County, Virginia | Pulaski | 34872 | 34857 | 34828 | 34740 | 34732 | 34546 | 34340 | 34351 | 34249 | 34225 | 34060 | 34027 | Pulaski County, Virginia
Rappahannock County, Virginia | Rappahannock | 7373 | 7506 | 7500 | 7476 | 7409 | 7428 | 7336 | 7400 | 7380 | 7393 | 7345 | 7370 | Rappahannock County, Virginia
Richmond County, Virginia | Richmond | 9254 | 9254 | 9280 | 9208 | 9079 | 8952 | 8884 | 8781 | 8758 | 8889 | 8970 | 9023 | Richmond County, Virginia
Roanoke County, Virginia | Roanoke | 92376 | 92465 | 92401 | 92815 | 92738 | 93311 | 93378 | 93376 | 93528 | 93939 | 94086 | 94186 | Roanoke County, Virginia
Rockbridge County, Virginia | Rockbridge | 22307 | 22355 | 22346 | 22445 | 22378 | 22328 | 22432 | 22396 | 22450 | 22668 | 22761 | 22573 | Rockbridge County, Virginia
Rockingham County, Virginia | Rockingham | 76314 | 76321 | 76408 | 76861 | 77137 | 77419 | 77878 | 78445 | 79367 | 80397 | 81261 | 81948 | Rockingham County, Virginia
Russell County, Virginia | Russell | 28897 | 28923 | 28878 | 28683 | 28427 | 28336 | 28077 | 27854 | 27422 | 27046 | 26795 | 26586 | Russell County, Virginia
Scott County, Virginia | Scott | 23177 | 23168 | 23128 | 23053 | 22954 | 22768 | 22519 | 22296 | 22082 | 21893 | 21672 | 21566 | Scott County, Virginia
Shenandoah County, Virginia | Shenandoah | 41993 | 41996 | 42052 | 42266 | 42530 | 42506 | 42729 | 42848 | 42907 | 43276 | 43473 | 43616 | Shenandoah County, Virginia
Smyth County, Virginia | Smyth | 32208 | 32213 | 32198 | 32047 | 31896 | 31772 | 31573 | 31419 | 31126 | 30731 | 30454 | 30104 | Smyth County, Virginia
Southampton County, Virginia | Southampton | 18570 | 18573 | 18640 | 18638 | 18507 | 18329 | 18223 | 18136 | 18080 | 17841 | 17713 | 17631 | Southampton County, Virginia
Spotsylvania County, Virginia | Spotsylvania | 122397 | 122453 | 122976 | 124537 | 125827 | 127392 | 128804 | 129948 | 131252 | 132739 | 134011 | 136215 | Spotsylvania County, Virginia
Stafford County, Virginia | Stafford | 128961 | 128984 | 129832 | 132200 | 133368 | 135923 | 138791 | 140868 | 143501 | 146792 | 149824 | 152882 | Stafford County, Virginia
Surry County, Virginia | Surry | 7058 | 7064 | 7044 | 6921 | 6839 | 6787 | 6780 | 6671 | 6554 | 6503 | 6463 | 6422 | Surry County, Virginia
Sussex County, Virginia | Sussex | 12087 | 12070 | 12011 | 12086 | 11924 | 11766 | 11723 | 11692 | 11414 | 11379 | 11241 | 11159 | Sussex County, Virginia
Tazewell County, Virginia | Tazewell | 45078 | 45058 | 45117 | 44730 | 44264 | 44017 | 43379 | 42905 | 42155 | 41303 | 41058 | 40595 | Tazewell County, Virginia
Warren County, Virginia | Warren | 37575 | 37450 | 37518 | 37646 | 37887 | 38500 | 40126 | 38716 | 39165 | 39409 | 40006 | 40164 | Warren County, Virginia
Washington County, Virginia | Washington | 54876 | 54961 | 54967 | 54831 | 55095 | 54776 | 54603 | 54268 | 54100 | 54179 | 54067 | 53740 | Washington County, Virginia
Westmoreland County, Virginia | Westmoreland | 17454 | 17460 | 17489 | 17635 | 17513 | 17552 | 17436 | 17549 | 17649 | 17725 | 17817 | 18015 | Westmoreland County, Virginia
Wise County, Virginia | Wise | 41452 | 41437 | 41572 | 41454 | 40909 | 40662 | 39892 | 39572 | 39027 | 38574 | 37875 | 37383 | Wise County, Virginia
Wythe County, Virginia | Wythe | 29235 | 29246 | 29252 | 29202 | 29328 | 29282 | 29055 | 29097 | 28912 | 28829 | 28698 | 28684 | Wythe County, Virginia
York County, Virginia | York | 65464 | 65191 | 65222 | 65772 | 65825 | 65980 | 66523 | 67802 | 67832 | 68022 | 67976 | 68280 | York County, Virginia
Alexandria city, Virginia | #VALUE! | 139966 | 139998 | 140729 | 144219 | 147291 | 149637 | 151375 | 153654 | 156698 | 159215 | 159069 | 159428 | Alexandria city, Virginia
Bristol city, Virginia | #VALUE! | 17835 | 17738 | 17766 | 17717 | 17692 | 17386 | 17191 | 17146 | 17088 | 16880 | 16685 | 16762 | Bristol city, Virginia
Buena Vista city, Virginia | #VALUE! | 6650 | 6607 | 6611 | 6711 | 6747 | 6652 | 6549 | 6529 | 6435 | 6482 | 6494 | 6478 | Buena Vista city, Virginia
Charlottesville city, Virginia | #VALUE! | 43475 | 43425 | 43461 | 43761 | 44580 | 45012 | 45518 | 46301 | 46943 | 47463 | 47506 | 47266 | Charlottesville city, Virginia
Chesapeake city, Virginia | #VALUE! | 222209 | 222311 | 223556 | 225361 | 228091 | 230327 | 233360 | 235111 | 237464 | 240143 | 242359 | 244835 | Chesapeake city, Virginia
Colonial Heights city, Virginia | #VALUE! | 17411 | 17410 | 17339 | 17284 | 17383 | 17487 | 17442 | 17444 | 17398 | 17424 | 17504 | 17370 | Colonial Heights city, Virginia
Covington city, Virginia | #VALUE! | 5961 | 5951 | 5940 | 5914 | 5842 | 5827 | 5772 | 5663 | 5637 | 5576 | 5578 | 5538 | Covington city, Virginia
Danville city, Virginia | #VALUE! | 43055 | 43071 | 42924 | 42645 | 42705 | 42623 | 42263 | 41947 | 41665 | 41044 | 40649 | 40044 | Danville city, Virginia
Emporia city, Virginia | #VALUE! | 5927 | 5925 | 5921 | 5841 | 5813 | 5693 | 5597 | 5558 | 5478 | 5467 | 5363 | 5346 | Emporia city, Virginia
Fairfax city, Virginia | #VALUE! | 22565 | 22554 | 22614 | 22460 | 22894 | 23230 | 23310 | 23230 | 23246 | 23435 | 23725 | 24019 | Fairfax city, Virginia
Falls Church city, Virginia | #VALUE! | 12332 | 12244 | 12399 | 12660 | 13087 | 13360 | 13416 | 13728 | 13582 | 14245 | 14467 | 14617 | Falls Church city, Virginia
Franklin city, Virginia | #VALUE! | 8582 | 8578 | 8579 | 8445 | 8482 | 8536 | 8392 | 8331 | 8201 | 8145 | 8089 | 7967 | Franklin city, Virginia
Fredericksburg city, Virginia | #VALUE! | 24286 | 24178 | 24354 | 25752 | 27179 | 27818 | 28256 | 28043 | 28360 | 28498 | 29171 | 29036 | Fredericksburg city, Virginia
Galax city, Virginia | #VALUE! | 7042 | 6989 | 6991 | 6846 | 6852 | 6931 | 6899 | 6800 | 6604 | 6484 | 6348 | 6347 | Galax city, Virginia
Hampton city, Virginia | #VALUE! | 137436 | 137464 | 137415 | 136628 | 137177 | 137332 | 137680 | 136264 | 135374 | 134725 | 134330 | 134510 | Hampton city, Virginia
Harrisonburg city, Virginia | #VALUE! | 48914 | 48900 | 48993 | 49935 | 51312 | 51537 | 52542 | 52675 | 53542 | 53644 | 53488 | 53016 | Harrisonburg city, Virginia
Hopewell city, Virginia | #VALUE! | 22591 | 22591 | 22642 | 22502 | 22309 | 22161 | 22109 | 22231 | 22539 | 22505 | 22478 | 22529 | Hopewell city, Virginia
Lexington city, Virginia | #VALUE! | 7042 | 7037 | 7043 | 6972 | 7018 | 7146 | 7125 | 7162 | 7148 | 7154 | 7297 | 7446 | Lexington city, Virginia
Lynchburg city, Virginia | #VALUE! | 75568 | 75534 | 75548 | 76584 | 77269 | 77940 | 78141 | 79134 | 79710 | 80523 | 81309 | 82168 | Lynchburg city, Virginia
Manassas city, Virginia | #VALUE! | 37821 | 37799 | 38212 | 39101 | 40284 | 41082 | 41142 | 41409 | 41189 | 41141 | 41046 | 41085 | Manassas city, Virginia
Manassas Park city, Virginia | #VALUE! | 14273 | 14243 | 14449 | 15067 | 15397 | 15896 | 15916 | 16129 | 16456 | 17149 | 17718 | 17478 | Manassas Park city, Virginia
Martinsville city, Virginia | #VALUE! | 13821 | 13814 | 13760 | 13596 | 13492 | 13416 | 13317 | 13259 | 12996 | 12823 | 12627 | 12554 | Martinsville city, Virginia
Newport News city, Virginia | #VALUE! | 180719 | 180955 | 180888 | 180078 | 180056 | 181275 | 181522 | 180958 | 180209 | 179447 | 178523 | 179225 | Newport News city, Virginia
Norfolk city, Virginia | #VALUE! | 242803 | 242827 | 242999 | 243655 | 246149 | 245468 | 246576 | 246457 | 245680 | 244543 | 243585 | 242742 | Norfolk city, Virginia
Norton city, Virginia | #VALUE! | 3958 | 3993 | 4012 | 4087 | 4124 | 4099 | 4135 | 4009 | 3972 | 3918 | 3972 | 3981 | Norton city, Virginia
Petersburg city, Virginia | #VALUE! | 32420 | 32441 | 32502 | 32091 | 31996 | 32311 | 32241 | 31892 | 31380 | 31137 | 31056 | 31346 | Petersburg city, Virginia
Poquoson city, Virginia | #VALUE! | 12150 | 12159 | 12148 | 12042 | 12114 | 12094 | 12009 | 12021 | 11952 | 12039 | 12169 | 12271 | Poquoson city, Virginia
Portsmouth city, Virginia | #VALUE! | 95535 | 95526 | 95451 | 95748 | 96480 | 96075 | 95829 | 96336 | 95165 | 94838 | 94750 | 94398 | Portsmouth city, Virginia
Radford city, Virginia | #VALUE! | 16408 | 16395 | 16430 | 16814 | 16714 | 17117 | 17392 | 17295 | 17324 | 17484 | 18101 | 18249 | Radford city, Virginia
Richmond city, Virginia | #VALUE! | 204214 | 204375 | 204302 | 206391 | 210794 | 213860 | 217044 | 220856 | 225369 | 227230 | 229221 | 230436 | Richmond city, Virginia
Roanoke city, Virginia | #VALUE! | 97032 | 96910 | 96720 | 96782 | 98011 | 98849 | 99427 | 99669 | 99337 | 98986 | 99009 | 99143 | Roanoke city, Virginia
Salem city, Virginia | #VALUE! | 24802 | 24836 | 24895 | 25026 | 25179 | 25317 | 25428 | 25364 | 25252 | 25373 | 25293 | 25301 | Salem city, Virginia
Staunton city, Virginia | #VALUE! | 23746 | 23745 | 23737 | 24023 | 23809 | 24101 | 24283 | 24185 | 24156 | 24325 | 24562 | 24932 | Staunton city, Virginia
Suffolk city, Virginia | #VALUE! | 84585 | 84565 | 84813 | 84750 | 85251 | 85751 | 86882 | 88079 | 89194 | 90108 | 90975 | 92108 | Suffolk city, Virginia
Virginia Beach city, Virginia | Virginia Beach city | 437994 | 437903 | 438859 | 442583 | 445044 | 447706 | 448864 | 450304 | 450983 | 449896 | 449849 | 449974 | Virginia Beach city, Virginia
Waynesboro city, Virginia | #VALUE! | 21006 | 20998 | 20993 | 21103 | 21066 | 21167 | 21305 | 21542 | 21757 | 22242 | 22531 | 22630 | Waynesboro city, Virginia
Williamsburg city, Virginia | #VALUE! | 14068 | 13700 | 13727 | 14109 | 14526 | 14617 | 14580 | 14800 | 14884 | 14994 | 15002 | 14954 | Williamsburg city, Virginia
Winchester city, Virginia | #VALUE! | 26203 | 26223 | 26150 | 26660 | 27008 | 27321 | 27382 | 27480 | 27785 | 28178 | 27962 | 28078 | Winchester city, Virginia
Adams County, Washington | Adams | 18728 | 18731 | 18790 | 18877 | 18944 | 19098 | 19177 | 19233 | 19369 | 19651 | 19736 | 19983 | Adams County, Washington
Asotin County, Washington | Asotin | 21623 | 21623 | 21725 | 21971 | 21909 | 22129 | 22190 | 22113 | 22286 | 22509 | 22616 | 22582 | Asotin County, Washington
Benton County, Washington | Benton | 175177 | 175168 | 176465 | 180436 | 182373 | 184318 | 186489 | 190218 | 193494 | 198200 | 201286 | 204390 | Benton County, Washington
Chelan County, Washington | Chelan | 72453 | 72460 | 72750 | 73214 | 73472 | 73723 | 74121 | 75041 | 75855 | 76298 | 76752 | 77200 | Chelan County, Washington
Clallam County, Washington | Clallam | 71404 | 71396 | 71503 | 71762 | 71766 | 72046 | 72467 | 73202 | 74240 | 75637 | 76551 | 77331 | Clallam County, Washington
Clark County, Washington | Clark | 425363 | 425360 | 426704 | 432283 | 436361 | 441341 | 448202 | 456939 | 465272 | 474381 | 481427 | 488241 | Clark County, Washington
Columbia County, Washington | Columbia | 4078 | 4078 | 4094 | 4005 | 3977 | 4002 | 3985 | 3960 | 3975 | 4002 | 4039 | 3985 | Columbia County, Washington
Cowlitz County, Washington | Cowlitz | 102410 | 102408 | 102358 | 102309 | 101663 | 101483 | 101790 | 102999 | 104740 | 106805 | 108752 | 110593 | Cowlitz County, Washington
Douglas County, Washington | Douglas | 38431 | 38427 | 38514 | 38662 | 39197 | 39387 | 39773 | 40545 | 41366 | 42027 | 42749 | 43429 | Douglas County, Washington
Ferry County, Washington | Ferry | 7551 | 7554 | 7545 | 7639 | 7663 | 7594 | 7592 | 7520 | 7531 | 7576 | 7638 | 7627 | Ferry County, Washington
Franklin County, Washington | Franklin | 78163 | 78160 | 79077 | 83051 | 85698 | 86448 | 87665 | 88727 | 90199 | 91896 | 94003 | 95222 | Franklin County, Washington
Garfield County, Washington | Garfield | 2266 | 2266 | 2261 | 2237 | 2209 | 2237 | 2201 | 2222 | 2246 | 2215 | 2240 | 2225 | Garfield County, Washington
Grant County, Washington | Grant | 89120 | 89124 | 89558 | 90594 | 91300 | 91701 | 92897 | 93527 | 94221 | 95357 | 96672 | 97733 | Grant County, Washington
Grays Harbor County, Washington | Grays Harbor | 72797 | 72800 | 72848 | 72366 | 71773 | 71046 | 70780 | 71011 | 71531 | 72490 | 73801 | 75061 | Grays Harbor County, Washington
Island County, Washington | Island | 78506 | 78508 | 78693 | 78941 | 79039 | 78198 | 78690 | 80022 | 81692 | 83250 | 84227 | 85141 | Island County, Washington
Jefferson County, Washington | Jefferson | 29872 | 29880 | 29899 | 29853 | 29800 | 30004 | 30147 | 30339 | 30910 | 31210 | 31746 | 32221 | Jefferson County, Washington
King County, Washington | King | 1931249 | 1931287 | 1938351 | 1974200 | 2011197 | 2047223 | 2085225 | 2126178 | 2166350 | 2203836 | 2228364 | 2252782 | King County, Washington
Kitsap County, Washington | Kitsap | 251133 | 251143 | 251681 | 254297 | 254339 | 252401 | 253387 | 259232 | 263142 | 266289 | 269276 | 271473 | Kitsap County, Washington
Kittitas County, Washington | Kittitas | 40915 | 40910 | 40990 | 41554 | 41624 | 41828 | 42596 | 43095 | 44922 | 46176 | 47358 | 47935 | Kittitas County, Washington
Klickitat County, Washington | Klickitat | 20318 | 20317 | 20376 | 20689 | 20638 | 20871 | 20863 | 21005 | 21286 | 21751 | 22136 | 22425 | Klickitat County, Washington
Lewis County, Washington | Lewis | 75455 | 75457 | 75502 | 75668 | 75435 | 74962 | 74844 | 75437 | 76693 | 78320 | 79569 | 80707 | Lewis County, Washington
Lincoln County, Washington | Lincoln | 10570 | 10570 | 10573 | 10526 | 10429 | 10295 | 10224 | 10285 | 10335 | 10585 | 10726 | 10939 | Lincoln County, Washington
Mason County, Washington | Mason | 60699 | 60689 | 60733 | 60870 | 60681 | 60474 | 60604 | 60991 | 62142 | 63740 | 65380 | 66768 | Mason County, Washington
Okanogan County, Washington | Okanogan | 41120 | 41117 | 41229 | 41334 | 41183 | 41053 | 41236 | 41356 | 41579 | 41915 | 42117 | 42243 | Okanogan County, Washington
Pacific County, Washington | Pacific | 20920 | 20919 | 20879 | 20884 | 20582 | 20442 | 20564 | 20869 | 21285 | 21742 | 22074 | 22471 | Pacific County, Washington
Pend Oreille County, Washington | Pend Oreille | 13001 | 13001 | 12950 | 12954 | 13003 | 12885 | 12919 | 13087 | 13131 | 13358 | 13586 | 13724 | Pend Oreille County, Washington
Pierce County, Washington | Pierce | 795225 | 795222 | 795390 | 807623 | 815535 | 821012 | 832696 | 843778 | 862895 | 879654 | 893756 | 904980 | Pierce County, Washington
San Juan County, Washington | San Juan | 15769 | 15768 | 15783 | 15845 | 15848 | 15909 | 16009 | 16198 | 16309 | 16729 | 17124 | 17582 | San Juan County, Washington
Skagit County, Washington | Skagit | 116901 | 116892 | 116944 | 117578 | 117714 | 118255 | 119966 | 121559 | 123603 | 125860 | 127835 | 129205 | Skagit County, Washington
Skamania County, Washington | Skamania | 11066 | 11070 | 11116 | 11154 | 11200 | 11308 | 11377 | 11375 | 11581 | 11809 | 11919 | 12083 | Skamania County, Washington
Snohomish County, Washington | Snohomish | 713335 | 713299 | 715500 | 722068 | 732097 | 744112 | 757239 | 769698 | 787110 | 802089 | 813059 | 822083 | Snohomish County, Washington
Spokane County, Washington | Spokane | 471221 | 471220 | 472081 | 473436 | 475447 | 478332 | 482857 | 488610 | 496889 | 505623 | 513603 | 522798 | Spokane County, Washington
Stevens County, Washington | Stevens | 43531 | 43532 | 43472 | 43453 | 43483 | 43271 | 43479 | 43553 | 44141 | 44636 | 45224 | 45723 | Stevens County, Washington
Thurston County, Washington | Thurston | 252264 | 252260 | 253001 | 256386 | 258527 | 261852 | 264909 | 267978 | 273714 | 280269 | 286056 | 290536 | Thurston County, Washington
Wahkiakum County, Washington | Wahkiakum | 3978 | 3979 | 3983 | 3992 | 4000 | 4034 | 4043 | 4023 | 4161 | 4251 | 4415 | 4488 | Wahkiakum County, Washington
Walla Walla County, Washington | Walla Walla | 58781 | 58781 | 58915 | 59444 | 59329 | 59361 | 59510 | 59932 | 60008 | 60512 | 60615 | 60760 | Walla Walla County, Washington
Whatcom County, Washington | Whatcom | 201140 | 201146 | 201545 | 203490 | 204863 | 206073 | 208154 | 211836 | 216417 | 221410 | 225197 | 229247 | Whatcom County, Washington
Whitman County, Washington | Whitman | 44776 | 44778 | 44796 | 45056 | 46633 | 46792 | 46918 | 48164 | 48824 | 49382 | 49683 | 50104 | Whitman County, Washington
Yakima County, Washington | Yakima | 243231 | 243240 | 244256 | 245926 | 246127 | 246485 | 246870 | 247800 | 249327 | 249922 | 250562 | 250873 | Yakima County, Washington
Barbour County, West Virginia | Barbour | 16589 | 16587 | 16610 | 16600 | 16869 | 16871 | 16902 | 16973 | 16749 | 16515 | 16487 | 16441 | Barbour County, West Virginia
Berkeley County, West Virginia | Berkeley | 104169 | 104188 | 104621 | 105743 | 106965 | 108495 | 110191 | 111678 | 113489 | 115073 | 117236 | 119171 | Berkeley County, West Virginia
Boone County, West Virginia | Boone | 24629 | 24625 | 24608 | 24412 | 24358 | 24089 | 23716 | 23252 | 22809 | 22369 | 21953 | 21457 | Boone County, West Virginia
Braxton County, West Virginia | Braxton | 14523 | 14519 | 14545 | 14535 | 14451 | 14385 | 14405 | 14375 | 14323 | 14217 | 14076 | 13957 | Braxton County, West Virginia
Brooke County, West Virginia | Brooke | 24069 | 24051 | 23978 | 23814 | 23677 | 23589 | 23368 | 23190 | 22663 | 22373 | 22129 | 21939 | Brooke County, West Virginia
Cabell County, West Virginia | Cabell | 96319 | 96295 | 96322 | 96612 | 96949 | 97026 | 96639 | 96582 | 95681 | 94452 | 93035 | 91945 | Cabell County, West Virginia
Calhoun County, West Virginia | Calhoun | 7627 | 7627 | 7656 | 7637 | 7594 | 7548 | 7557 | 7463 | 7374 | 7310 | 7217 | 7109 | Calhoun County, West Virginia
Clay County, West Virginia | Clay | 9386 | 9384 | 9373 | 9334 | 9208 | 9139 | 8881 | 8875 | 8829 | 8693 | 8639 | 8508 | Clay County, West Virginia
Doddridge County, West Virginia | Doddridge | 8202 | 8201 | 8198 | 8252 | 8296 | 8549 | 8471 | 8703 | 8576 | 8518 | 8556 | 8448 | Doddridge County, West Virginia
Fayette County, West Virginia | Fayette | 46039 | 46049 | 46030 | 45921 | 45861 | 45557 | 45159 | 44707 | 44179 | 43607 | 42982 | 42406 | Fayette County, West Virginia
Gilmer County, West Virginia | Gilmer | 8693 | 8695 | 8731 | 8751 | 8748 | 8622 | 8498 | 8306 | 8134 | 8042 | 7898 | 7823 | Gilmer County, West Virginia
Grant County, West Virginia | Grant | 11937 | 11920 | 11893 | 11883 | 11802 | 11740 | 11617 | 11651 | 11602 | 11627 | 11630 | 11568 | Grant County, West Virginia
Greenbrier County, West Virginia | Greenbrier | 35480 | 35483 | 35548 | 35732 | 35877 | 35798 | 35579 | 35580 | 35532 | 35208 | 34792 | 34662 | Greenbrier County, West Virginia
Hampshire County, West Virginia | Hampshire | 23964 | 23960 | 23952 | 23782 | 23673 | 23483 | 23430 | 23311 | 23316 | 23386 | 23357 | 23175 | Hampshire County, West Virginia
Hancock County, West Virginia | Hancock | 30676 | 30688 | 30681 | 30633 | 30465 | 30382 | 30263 | 29980 | 29662 | 29383 | 29079 | 28810 | Hancock County, West Virginia
Hardy County, West Virginia | Hardy | 14025 | 14027 | 14044 | 13962 | 13849 | 13968 | 13956 | 13826 | 13812 | 13849 | 13764 | 13776 | Hardy County, West Virginia
Harrison County, West Virginia | Harrison | 69099 | 69094 | 69249 | 69302 | 69098 | 68907 | 68670 | 68535 | 68349 | 67905 | 67494 | 67256 | Harrison County, West Virginia
Jackson County, West Virginia | Jackson | 29211 | 29214 | 29234 | 29321 | 29283 | 29193 | 29134 | 29170 | 29188 | 28908 | 28695 | 28576 | Jackson County, West Virginia
Jefferson County, West Virginia | Jefferson | 53498 | 53490 | 53609 | 54458 | 54699 | 55001 | 55625 | 56070 | 55979 | 56444 | 56890 | 57146 | Jefferson County, West Virginia
Kanawha County, West Virginia | Kanawha | 193063 | 193053 | 192917 | 192183 | 192248 | 191539 | 190355 | 188282 | 186196 | 183385 | 180410 | 178124 | Kanawha County, West Virginia
Lewis County, West Virginia | Lewis | 16372 | 16372 | 16414 | 16439 | 16453 | 16480 | 16448 | 16440 | 16289 | 16178 | 16017 | 15907 | Lewis County, West Virginia
Lincoln County, West Virginia | Lincoln | 21720 | 21709 | 21673 | 21567 | 21607 | 21452 | 21520 | 21279 | 21108 | 20872 | 20583 | 20409 | Lincoln County, West Virginia
Logan County, West Virginia | Logan | 36743 | 36754 | 36723 | 36461 | 36316 | 35933 | 35251 | 34441 | 33674 | 33028 | 32609 | 32019 | Logan County, West Virginia
McDowell County, West Virginia | McDowell | 22113 | 22109 | 22097 | 21730 | 21318 | 20958 | 20385 | 19762 | 19192 | 18505 | 18221 | 17624 | McDowell County, West Virginia
Marion County, West Virginia | Marion | 56418 | 56433 | 56548 | 56692 | 56760 | 56723 | 56792 | 56761 | 56504 | 56349 | 56091 | 56072 | Marion County, West Virginia
Marshall County, West Virginia | Marshall | 33107 | 33131 | 33094 | 32936 | 32826 | 32643 | 32360 | 32215 | 31720 | 31252 | 30821 | 30531 | Marshall County, West Virginia
Mason County, West Virginia | Mason | 27324 | 27348 | 27368 | 27316 | 27217 | 27144 | 27153 | 27089 | 26938 | 26806 | 26752 | 26516 | Mason County, West Virginia
Mercer County, West Virginia | Mercer | 62264 | 62265 | 62336 | 62560 | 62419 | 61911 | 61759 | 61133 | 60632 | 59869 | 59202 | 58758 | Mercer County, West Virginia
Mineral County, West Virginia | Mineral | 28212 | 28225 | 28205 | 28057 | 27886 | 27691 | 27567 | 27417 | 27375 | 27223 | 26953 | 26868 | Mineral County, West Virginia
Mingo County, West Virginia | Mingo | 26839 | 26834 | 26768 | 26603 | 26190 | 26013 | 25739 | 25317 | 24716 | 24142 | 23851 | 23424 | Mingo County, West Virginia
Monongalia County, West Virginia | Monongalia | 96189 | 96184 | 96754 | 99018 | 100915 | 102266 | 103480 | 104681 | 105643 | 105782 | 105651 | 105612 | Monongalia County, West Virginia
Monroe County, West Virginia | Monroe | 13502 | 13498 | 13522 | 13551 | 13502 | 13520 | 13613 | 13573 | 13487 | 13382 | 13289 | 13275 | Monroe County, West Virginia
Morgan County, West Virginia | Morgan | 17541 | 17541 | 17491 | 17464 | 17427 | 17445 | 17516 | 17490 | 17626 | 17716 | 17830 | 17884 | Morgan County, West Virginia
Nicholas County, West Virginia | Nicholas | 26233 | 26233 | 26229 | 26216 | 26262 | 25948 | 25719 | 25551 | 25381 | 25125 | 24835 | 24496 | Nicholas County, West Virginia
Ohio County, West Virginia | Ohio | 44443 | 44426 | 44472 | 44202 | 43992 | 43732 | 43241 | 42969 | 42629 | 42001 | 41705 | 41411 | Ohio County, West Virginia
Pendleton County, West Virginia | Pendleton | 7695 | 7695 | 7675 | 7537 | 7470 | 7375 | 7229 | 7103 | 6977 | 6973 | 6984 | 6969 | Pendleton County, West Virginia
Pleasants County, West Virginia | Pleasants | 7605 | 7602 | 7571 | 7575 | 7533 | 7518 | 7588 | 7499 | 7490 | 7455 | 7505 | 7460 | Pleasants County, West Virginia
Pocahontas County, West Virginia | Pocahontas | 8719 | 8722 | 8734 | 8825 | 8703 | 8680 | 8651 | 8573 | 8528 | 8493 | 8408 | 8247 | Pocahontas County, West Virginia
Preston County, West Virginia | Preston | 33520 | 33518 | 33554 | 33660 | 33898 | 33682 | 33916 | 33842 | 33760 | 33826 | 33553 | 33432 | Preston County, West Virginia
Putnam County, West Virginia | Putnam | 55486 | 55489 | 55620 | 56030 | 56445 | 56492 | 56625 | 56592 | 56675 | 56692 | 56642 | 56450 | Putnam County, West Virginia
Raleigh County, West Virginia | Raleigh | 78859 | 78865 | 78919 | 79345 | 79249 | 78799 | 78183 | 77363 | 76296 | 75066 | 74172 | 73361 | Raleigh County, West Virginia
Randolph County, West Virginia | Randolph | 29405 | 29405 | 29363 | 29435 | 29392 | 29522 | 29377 | 29212 | 29034 | 28894 | 28814 | 28695 | Randolph County, West Virginia
Ritchie County, West Virginia | Ritchie | 10449 | 10449 | 10420 | 10313 | 10250 | 10147 | 10077 | 10084 | 9985 | 9851 | 9748 | 9554 | Ritchie County, West Virginia
Roane County, West Virginia | Roane | 14926 | 14927 | 14895 | 14801 | 14679 | 14607 | 14595 | 14375 | 14114 | 14004 | 13918 | 13688 | Roane County, West Virginia
Summers County, West Virginia | Summers | 13927 | 13926 | 13940 | 13857 | 13836 | 13589 | 13329 | 13137 | 12978 | 12882 | 12672 | 12573 | Summers County, West Virginia
Taylor County, West Virginia | Taylor | 16895 | 16891 | 16889 | 16934 | 16973 | 16990 | 17102 | 16930 | 16952 | 16914 | 16828 | 16695 | Taylor County, West Virginia
Tucker County, West Virginia | Tucker | 7141 | 7141 | 7129 | 7130 | 7078 | 7080 | 7052 | 7089 | 7053 | 6992 | 6937 | 6839 | Tucker County, West Virginia
Tyler County, West Virginia | Tyler | 9208 | 9230 | 9218 | 9120 | 9054 | 9007 | 9085 | 8958 | 8967 | 8800 | 8740 | 8591 | Tyler County, West Virginia
Upshur County, West Virginia | Upshur | 24254 | 24256 | 24239 | 24270 | 24441 | 24601 | 24662 | 24727 | 24680 | 24555 | 24372 | 24176 | Upshur County, West Virginia
Wayne County, West Virginia | Wayne | 42481 | 42506 | 42466 | 42194 | 41885 | 41840 | 41517 | 41211 | 40724 | 40215 | 39961 | 39402 | Wayne County, West Virginia
Webster County, West Virginia | Webster | 9154 | 9150 | 9153 | 9124 | 8982 | 8833 | 8750 | 8635 | 8557 | 8348 | 8274 | 8114 | Webster County, West Virginia
Wetzel County, West Virginia | Wetzel | 16583 | 16563 | 16535 | 16369 | 16344 | 16112 | 15955 | 15777 | 15644 | 15433 | 15259 | 15065 | Wetzel County, West Virginia
Wirt County, West Virginia | Wirt | 5717 | 5714 | 5725 | 5755 | 5774 | 5838 | 5790 | 5804 | 5767 | 5786 | 5811 | 5821 | Wirt County, West Virginia
Wood County, West Virginia | Wood | 86956 | 86953 | 86973 | 86888 | 86616 | 86522 | 86469 | 86335 | 85709 | 85060 | 84180 | 83518 | Wood County, West Virginia
Wyoming County, West Virginia | Wyoming | 23796 | 23804 | 23728 | 23460 | 23210 | 22940 | 22578 | 22177 | 21777 | 21271 | 20784 | 20394 | Wyoming County, West Virginia
Adams County, Wisconsin | Adams | 20875 | 20867 | 20878 | 20769 | 20417 | 20413 | 20125 | 20028 | 19982 | 19900 | 20341 | 20220 | Adams County, Wisconsin
Ashland County, Wisconsin | Ashland | 16157 | 16157 | 16143 | 16029 | 15838 | 15970 | 15995 | 15804 | 15633 | 15501 | 15587 | 15562 | Ashland County, Wisconsin
Barron County, Wisconsin | Barron | 45870 | 45873 | 45814 | 45890 | 45777 | 45581 | 45349 | 45367 | 45242 | 45141 | 45150 | 45244 | Barron County, Wisconsin
Bayfield County, Wisconsin | Bayfield | 15014 | 15008 | 15000 | 15059 | 15057 | 15113 | 14973 | 14976 | 14923 | 15006 | 15026 | 15036 | Bayfield County, Wisconsin
Brown County, Wisconsin | Brown | 248007 | 248003 | 248476 | 250481 | 252682 | 254211 | 256202 | 257856 | 259514 | 261762 | 263165 | 264542 | Brown County, Wisconsin
Buffalo County, Wisconsin | Buffalo | 13587 | 13588 | 13551 | 13440 | 13343 | 13365 | 13231 | 13245 | 13134 | 13105 | 13114 | 13031 | Buffalo County, Wisconsin
Burnett County, Wisconsin | Burnett | 15457 | 15458 | 15430 | 15464 | 15340 | 15269 | 15232 | 15142 | 15222 | 15295 | 15374 | 15414 | Burnett County, Wisconsin
Calumet County, Wisconsin | Calumet | 48971 | 48981 | 49040 | 49622 | 49653 | 49648 | 49479 | 49818 | 49607 | 49995 | 50132 | 50089 | Calumet County, Wisconsin
Chippewa County, Wisconsin | Chippewa | 62415 | 62502 | 62638 | 62948 | 63053 | 63088 | 63333 | 63421 | 63523 | 63747 | 64109 | 64658 | Chippewa County, Wisconsin
Clark County, Wisconsin | Clark | 34690 | 34691 | 34683 | 34683 | 34445 | 34538 | 34355 | 34358 | 34485 | 34571 | 34705 | 34774 | Clark County, Wisconsin
Columbia County, Wisconsin | Columbia | 56833 | 56859 | 56860 | 56713 | 56479 | 56581 | 56648 | 56682 | 56875 | 57244 | 57333 | 57532 | Columbia County, Wisconsin
Crawford County, Wisconsin | Crawford | 16644 | 16644 | 16633 | 16680 | 16517 | 16392 | 16348 | 16328 | 16250 | 16199 | 16265 | 16131 | Crawford County, Wisconsin
Dane County, Wisconsin | Dane | 488073 | 488081 | 489218 | 496009 | 502902 | 509762 | 516282 | 523000 | 531296 | 537453 | 541948 | 546695 | Dane County, Wisconsin
Dodge County, Wisconsin | Dodge | 88759 | 88750 | 88728 | 88389 | 88148 | 87933 | 88071 | 87816 | 87382 | 87705 | 87833 | 87839 | Dodge County, Wisconsin
Door County, Wisconsin | Door | 27785 | 27785 | 27750 | 27766 | 27536 | 27609 | 27470 | 27311 | 27338 | 27454 | 27589 | 27668 | Door County, Wisconsin
Douglas County, Wisconsin | Douglas | 44159 | 44159 | 44134 | 43958 | 43751 | 43760 | 43643 | 43495 | 43359 | 43328 | 43143 | 43150 | Douglas County, Wisconsin
Dunn County, Wisconsin | Dunn | 43857 | 43865 | 43887 | 43800 | 43806 | 44046 | 44075 | 44267 | 44354 | 44714 | 45091 | 45368 | Dunn County, Wisconsin
Eau Claire County, Wisconsin | Eau Claire | 98736 | 98881 | 99017 | 99938 | 100839 | 101734 | 101690 | 102080 | 102907 | 103582 | 104355 | 104646 | Eau Claire County, Wisconsin
Florence County, Wisconsin | Florence | 4423 | 4423 | 4398 | 4382 | 4366 | 4383 | 4344 | 4338 | 4313 | 4335 | 4294 | 4295 | Florence County, Wisconsin
Fond du Lac County, Wisconsin | Fond du Lac | 101633 | 101623 | 101576 | 101810 | 101788 | 101787 | 101977 | 101955 | 102211 | 102417 | 103001 | 103403 | Fond du Lac County, Wisconsin
Forest County, Wisconsin | Forest | 9304 | 9304 | 9294 | 9246 | 9157 | 9090 | 9102 | 9004 | 9021 | 8969 | 8977 | 9004 | Forest County, Wisconsin
Grant County, Wisconsin | Grant | 51208 | 51204 | 51233 | 51178 | 50871 | 50994 | 51684 | 52071 | 51985 | 51728 | 51444 | 51439 | Grant County, Wisconsin
Green County, Wisconsin | Green | 36842 | 36839 | 36857 | 36856 | 36760 | 36934 | 36858 | 36931 | 36787 | 36877 | 36924 | 36960 | Green County, Wisconsin
Green Lake County, Wisconsin | Green Lake | 19051 | 19044 | 19015 | 19055 | 18998 | 18880 | 18751 | 18698 | 18596 | 18720 | 18849 | 18913 | Green Lake County, Wisconsin
Iowa County, Wisconsin | Iowa | 23687 | 23687 | 23690 | 23581 | 23578 | 23556 | 23581 | 23585 | 23430 | 23676 | 23722 | 23678 | Iowa County, Wisconsin
Iron County, Wisconsin | Iron | 5916 | 5916 | 5924 | 5959 | 5888 | 5829 | 5861 | 5727 | 5660 | 5675 | 5687 | 5687 | Iron County, Wisconsin
Jackson County, Wisconsin | Jackson | 20449 | 20441 | 20465 | 20522 | 20496 | 20559 | 20581 | 20524 | 20484 | 20485 | 20472 | 20643 | Jackson County, Wisconsin
Jefferson County, Wisconsin | Jefferson | 83686 | 83688 | 83724 | 83846 | 84359 | 84604 | 84361 | 84488 | 84464 | 84733 | 85049 | 84769 | Jefferson County, Wisconsin
Juneau County, Wisconsin | Juneau | 26664 | 26665 | 26672 | 26700 | 26771 | 26567 | 26339 | 26307 | 26345 | 26460 | 26593 | 26687 | Juneau County, Wisconsin
Kenosha County, Wisconsin | Kenosha | 166426 | 166424 | 166626 | 166835 | 167216 | 167300 | 167836 | 167910 | 167867 | 168356 | 168926 | 169561 | Kenosha County, Wisconsin
Kewaunee County, Wisconsin | Kewaunee | 20574 | 20578 | 20561 | 20558 | 20505 | 20370 | 20341 | 20324 | 20380 | 20401 | 20395 | 20434 | Kewaunee County, Wisconsin
La Crosse County, Wisconsin | La Crosse | 114638 | 114638 | 114872 | 115230 | 116543 | 116881 | 117440 | 117699 | 117681 | 118033 | 118041 | 118016 | La Crosse County, Wisconsin
Lafayette County, Wisconsin | Lafayette | 16836 | 16833 | 16807 | 16863 | 16800 | 16669 | 16777 | 16791 | 16757 | 16689 | 16672 | 16665 | Lafayette County, Wisconsin
Langlade County, Wisconsin | Langlade | 19977 | 19977 | 19963 | 19792 | 19618 | 19408 | 19250 | 19048 | 19083 | 19175 | 19236 | 19189 | Langlade County, Wisconsin
Lincoln County, Wisconsin | Lincoln | 28743 | 28743 | 28779 | 28505 | 28502 | 28305 | 28108 | 27867 | 27834 | 27751 | 27673 | 27593 | Lincoln County, Wisconsin
Manitowoc County, Wisconsin | Manitowoc | 81442 | 81444 | 81331 | 81038 | 80726 | 80485 | 79951 | 79483 | 79348 | 79099 | 79015 | 78981 | Manitowoc County, Wisconsin
Marathon County, Wisconsin | Marathon | 134063 | 134061 | 134050 | 134339 | 134368 | 134884 | 135133 | 135314 | 135101 | 135452 | 135421 | 135692 | Marathon County, Wisconsin
Marinette County, Wisconsin | Marinette | 41749 | 41749 | 41663 | 41415 | 41350 | 41288 | 41048 | 40649 | 40255 | 40300 | 40402 | 40350 | Marinette County, Wisconsin
Marquette County, Wisconsin | Marquette | 15404 | 15399 | 15375 | 15367 | 15241 | 15179 | 15069 | 15119 | 15130 | 15280 | 15418 | 15574 | Marquette County, Wisconsin
Menominee County, Wisconsin | Menominee | 4232 | 4232 | 4269 | 4372 | 4363 | 4383 | 4507 | 4509 | 4527 | 4599 | 4595 | 4556 | Menominee County, Wisconsin
Milwaukee County, Wisconsin | Milwaukee | 947735 | 947728 | 948285 | 951324 | 954595 | 957443 | 958426 | 958421 | 954841 | 950172 | 946969 | 945726 | Milwaukee County, Wisconsin
Monroe County, Wisconsin | Monroe | 44673 | 44677 | 44813 | 45051 | 45003 | 45123 | 45156 | 45322 | 45423 | 45715 | 46141 | 46253 | Monroe County, Wisconsin
Oconto County, Wisconsin | Oconto | 37660 | 37660 | 37717 | 37574 | 37418 | 37366 | 37460 | 37472 | 37475 | 37531 | 37824 | 37930 | Oconto County, Wisconsin
Oneida County, Wisconsin | Oneida | 35998 | 36012 | 35949 | 35789 | 35673 | 35558 | 35325 | 35303 | 35329 | 35236 | 35444 | 35595 | Oneida County, Wisconsin
Outagamie County, Wisconsin | Outagamie | 176695 | 176686 | 176908 | 177926 | 179003 | 180330 | 182148 | 183328 | 184593 | 185816 | 186879 | 187885 | Outagamie County, Wisconsin
Ozaukee County, Wisconsin | Ozaukee | 86395 | 86395 | 86377 | 86798 | 87111 | 87213 | 87578 | 87932 | 88332 | 88443 | 89059 | 89221 | Ozaukee County, Wisconsin
Pepin County, Wisconsin | Pepin | 7469 | 7469 | 7472 | 7400 | 7373 | 7347 | 7299 | 7237 | 7250 | 7246 | 7304 | 7287 | Pepin County, Wisconsin
Pierce County, Wisconsin | Pierce | 41019 | 41029 | 41089 | 40896 | 40725 | 40814 | 41038 | 41069 | 41456 | 42016 | 42592 | 42754 | Pierce County, Wisconsin
Polk County, Wisconsin | Polk | 44205 | 44198 | 44156 | 43954 | 43519 | 43313 | 43328 | 43218 | 43224 | 43397 | 43568 | 43783 | Polk County, Wisconsin
Portage County, Wisconsin | Portage | 70019 | 70021 | 70024 | 70088 | 70425 | 70518 | 70528 | 70520 | 70451 | 70565 | 70850 | 70772 | Portage County, Wisconsin
Price County, Wisconsin | Price | 14159 | 14159 | 14097 | 13984 | 13845 | 13738 | 13657 | 13578 | 13413 | 13380 | 13357 | 13351 | Price County, Wisconsin
Racine County, Wisconsin | Racine | 195408 | 195428 | 195406 | 194908 | 194594 | 194680 | 194786 | 194672 | 194846 | 195825 | 196357 | 196311 | Racine County, Wisconsin
Richland County, Wisconsin | Richland | 18021 | 18028 | 18024 | 18009 | 17816 | 17827 | 17754 | 17574 | 17556 | 17517 | 17397 | 17252 | Richland County, Wisconsin
Rock County, Wisconsin | Rock | 160331 | 160325 | 160260 | 159867 | 160065 | 160341 | 160920 | 161006 | 161320 | 162205 | 162874 | 163354 | Rock County, Wisconsin
Rusk County, Wisconsin | Rusk | 14755 | 14754 | 14731 | 14615 | 14305 | 14367 | 14350 | 14124 | 14101 | 14148 | 14110 | 14178 | Rusk County, Wisconsin
St Croix County, Wisconsin | St Croix | 84345 | 84337 | 84397 | 84771 | 85035 | 85643 | 86530 | 87129 | 87598 | 88560 | 89688 | 90687 | St Croix County, Wisconsin
Sauk County, Wisconsin | Sauk | 61976 | 61955 | 62050 | 62236 | 62369 | 62782 | 62959 | 63271 | 63614 | 63967 | 64318 | 64442 | Sauk County, Wisconsin
Sawyer County, Wisconsin | Sawyer | 16557 | 16538 | 16549 | 16541 | 16515 | 16474 | 16357 | 16288 | 16320 | 16367 | 16464 | 16558 | Sawyer County, Wisconsin
Shawano County, Wisconsin | Shawano | 41949 | 41955 | 41939 | 41671 | 41509 | 41409 | 41345 | 41051 | 40952 | 40846 | 40771 | 40899 | Shawano County, Wisconsin
Sheboygan County, Wisconsin | Sheboygan | 115507 | 115512 | 115524 | 115208 | 114767 | 114697 | 114982 | 115196 | 115030 | 115089 | 115233 | 115340 | Sheboygan County, Wisconsin
Taylor County, Wisconsin | Taylor | 20689 | 20690 | 20661 | 20658 | 20371 | 20424 | 20417 | 20314 | 20290 | 20314 | 20364 | 20343 | Taylor County, Wisconsin
Trempealeau County, Wisconsin | Trempealeau | 28816 | 28815 | 28846 | 28991 | 29289 | 29461 | 29410 | 29441 | 29540 | 29372 | 29494 | 29649 | Trempealeau County, Wisconsin
Vernon County, Wisconsin | Vernon | 29773 | 29769 | 29766 | 29869 | 30021 | 30089 | 30186 | 30317 | 30553 | 30702 | 30772 | 30822 | Vernon County, Wisconsin
Vilas County, Wisconsin | Vilas | 21430 | 21444 | 21455 | 21414 | 21315 | 21395 | 21415 | 21447 | 21500 | 21684 | 21928 | 22195 | Vilas County, Wisconsin
Walworth County, Wisconsin | Walworth | 102228 | 102230 | 102197 | 102643 | 102871 | 102793 | 103171 | 102475 | 102627 | 102850 | 103550 | 103868 | Walworth County, Wisconsin
Washburn County, Wisconsin | Washburn | 15911 | 15907 | 15930 | 15842 | 15847 | 15661 | 15658 | 15522 | 15621 | 15739 | 15837 | 15720 | Washburn County, Wisconsin
Washington County, Wisconsin | Washington | 131887 | 131885 | 131988 | 132337 | 132732 | 132929 | 133601 | 133906 | 134310 | 134930 | 135445 | 136034 | Washington County, Wisconsin
Waukesha County, Wisconsin | Waukesha | 389891 | 389946 | 390028 | 390837 | 392810 | 394147 | 395397 | 396237 | 398521 | 400899 | 402522 | 404198 | Waukesha County, Wisconsin
Waupaca County, Wisconsin | Waupaca | 52410 | 52410 | 52399 | 52291 | 51916 | 52066 | 51930 | 51680 | 51306 | 51118 | 51130 | 50990 | Waupaca County, Wisconsin
Waushara County, Wisconsin | Waushara | 24496 | 24509 | 24526 | 24561 | 24429 | 24255 | 24103 | 23959 | 24103 | 24193 | 24267 | 24443 | Waushara County, Wisconsin
Winnebago County, Wisconsin | Winnebago | 166994 | 167000 | 167073 | 167493 | 168525 | 169283 | 169324 | 169246 | 169629 | 170394 | 170878 | 171907 | Winnebago County, Wisconsin
Wood County, Wisconsin | Wood | 74749 | 74750 | 74815 | 74655 | 74322 | 73920 | 73587 | 73350 | 73219 | 73038 | 72954 | 72999 | Wood County, Wisconsin
Albany County, Wyoming | Albany | 36299 | 36299 | 36469 | 36851 | 37359 | 37556 | 37620 | 37960 | 37923 | 38459 | 38728 | 38880 | Albany County, Wyoming
Big Horn County, Wyoming | Big Horn | 11668 | 11669 | 11666 | 11722 | 11758 | 11936 | 11853 | 11945 | 11941 | 11859 | 11877 | 11790 | Big Horn County, Wyoming
Campbell County, Wyoming | Campbell | 46133 | 46133 | 46245 | 46550 | 47861 | 48038 | 48130 | 49258 | 48745 | 46402 | 46299 | 46341 | Campbell County, Wyoming
Carbon County, Wyoming | Carbon | 15885 | 15884 | 15848 | 15835 | 15709 | 15834 | 15872 | 15613 | 15689 | 15252 | 14879 | 14800 | Carbon County, Wyoming
Converse County, Wyoming | Converse | 13833 | 13833 | 13822 | 13738 | 14028 | 14366 | 14201 | 14297 | 14094 | 13733 | 13658 | 13822 | Converse County, Wyoming
Crook County, Wyoming | Crook | 7083 | 7080 | 7118 | 7118 | 7139 | 7149 | 7234 | 7435 | 7499 | 7397 | 7445 | 7584 | Crook County, Wyoming
Fremont County, Wyoming | Fremont | 40123 | 40123 | 40198 | 40519 | 41015 | 40912 | 40565 | 40219 | 40200 | 39818 | 39561 | 39261 | Fremont County, Wyoming
Goshen County, Wyoming | Goshen | 13249 | 13247 | 13422 | 13574 | 13637 | 13545 | 13522 | 13542 | 13306 | 13361 | 13292 | 13211 | Goshen County, Wyoming
Hot Springs County, Wyoming | Hot Springs | 4812 | 4812 | 4811 | 4805 | 4829 | 4831 | 4786 | 4716 | 4654 | 4686 | 4568 | 4413 | Hot Springs County, Wyoming
Johnson County, Wyoming | Johnson | 8569 | 8569 | 8590 | 8646 | 8641 | 8641 | 8582 | 8611 | 8484 | 8447 | 8446 | 8445 | Johnson County, Wyoming
Laramie County, Wyoming | Laramie | 91738 | 91885 | 92236 | 92576 | 94697 | 95707 | 96036 | 96969 | 97887 | 98377 | 98865 | 99500 | Laramie County, Wyoming
Lincoln County, Wyoming | Lincoln | 18106 | 18106 | 18099 | 18013 | 17944 | 18320 | 18567 | 18747 | 19072 | 19278 | 19445 | 19830 | Lincoln County, Wyoming
Natrona County, Wyoming | Natrona | 75450 | 75448 | 75470 | 76399 | 78565 | 81103 | 81377 | 82137 | 80909 | 79586 | 79175 | 79858 | Natrona County, Wyoming
Niobrara County, Wyoming | Niobrara | 2484 | 2484 | 2491 | 2483 | 2478 | 2544 | 2488 | 2496 | 2468 | 2392 | 2400 | 2356 | Niobrara County, Wyoming
Park County, Wyoming | Park | 28205 | 28207 | 28241 | 28449 | 28808 | 29050 | 28966 | 28928 | 29213 | 29194 | 29210 | 29194 | Park County, Wyoming
Platte County, Wyoming | Platte | 8667 | 8667 | 8665 | 8697 | 8729 | 8710 | 8775 | 8798 | 8662 | 8541 | 8516 | 8393 | Platte County, Wyoming
Sheridan County, Wyoming | Sheridan | 29116 | 29124 | 29148 | 29251 | 29524 | 29733 | 29852 | 29883 | 29964 | 30147 | 30219 | 30485 | Sheridan County, Wyoming
Sublette County, Wyoming | Sublette | 10247 | 10244 | 10261 | 10186 | 10476 | 10175 | 10151 | 10044 | 9982 | 9745 | 9798 | 9831 | Sublette County, Wyoming
Sweetwater County, Wyoming | Sweetwater | 43806 | 43806 | 43574 | 43986 | 45002 | 45157 | 44948 | 44719 | 44222 | 43464 | 42858 | 42343 | Sweetwater County, Wyoming
Teton County, Wyoming | Teton | 21294 | 21298 | 21296 | 21414 | 21624 | 22315 | 22773 | 23047 | 23234 | 23384 | 23269 | 23464 | Teton County, Wyoming
Uinta County, Wyoming | Uinta | 21118 | 21121 | 21089 | 20896 | 20996 | 20951 | 20822 | 20763 | 20682 | 20431 | 20292 | 20226 | Uinta County, Wyoming
Washakie County, Wyoming | Washakie | 8533 | 8528 | 8530 | 8449 | 8409 | 8413 | 8273 | 8278 | 8165 | 8010 | 7877 | 7805 | Washakie County, Wyoming
Weston County, Wyoming | Weston | 7208 | 7208 | 7198 | 7142 | 7077 | 7136 | 7138 | 7208 | 7220 | 6968 | 6924 | 6927 | Weston County, Wyoming
Note: The estimates are based on the 2010 Census and reflect changes to the April 1, 2010 population due to the Count Question Resolution program and geographic program revisions. All geographic boundaries for the 2019 population estimates are as of January 1, 2019. For population estimates methodology statements, see http://www.census.gov/programs-surveys/popest/technical-documentation/methodology.html. | [13 empty] | Note: The estimates are based on the 2010 Census and reflect changes to the April 1, 2010 population due to the Count Question Resolution program and geographic program revisions. All geographic boundaries for the 2019 population estimates are as of January 1, 2019. For population estimates methodology statements, see http://www.census.gov/programs-surveys/popest/technical-documentation/methodology.html.
Note: The 6,222 people in Bedford city, Virginia, which was an independent city as of the 2010 Census, are not included in the April 1, 2010 Census enumerated population presented in the county estimates. In July 2013, the legal status of Bedford changed from a city to a town and it became dependent within (or part of) Bedford County, Virginia. This population of Bedford town is now included in the April 1, 2010 estimates base and all July 1 estimates for Bedford County. Because it is no longer an independent city, Bedford town is not listed in this table. As a result, the sum of the April 1, 2010 census values for Virginia counties and independent cities does not equal the 2010 Census count for Virginia, and the sum of April 1, 2010 census values for all counties and independent cities in the United States does not equal the 2010 Census count for the United States. Substantial geographic changes to counties can be found on the Census Bureau website at https://www.census.gov/programs-surveys/geography/technical-documentation/county-changes.html. | [13 empty] | Note: The 6,222 people in Bedford city, Virginia, which was an independent city as of the 2010 Census, are not included in the April 1, 2010 Census enumerated population presented in the county estimates. In July 2013, the legal status of Bedford changed from a city to a town and it became dependent within (or part of) Bedford County, Virginia. This population of Bedford town is now included in the April 1, 2010 estimates base and all July 1 estimates for Bedford County. Because it is no longer an independent city, Bedford town is not listed in this table. As a result, the sum of the April 1, 2010 census values for Virginia counties and independent cities does not equal the 2010 Census count for Virginia, and the sum of April 1, 2010 census values for all counties and independent cities in the United States does not equal the 2010 Census count for the United States. Substantial geographic changes to counties can be found on the Census Bureau website at https://www.census.gov/programs-surveys/geography/technical-documentation/county-changes.html.
Suggested Citation: | [13 empty] | Suggested Citation:
Annual Estimates of the Resident Population for Counties in the United States: April 1, 2010 to July 1, 2019 (CO-EST2019-ANNRES) | [13 empty] | Annual Estimates of the Resident Population for Counties in the United States: April 1, 2010 to July 1, 2019 (CO-EST2019-ANNRES)
Source: U.S. Census Bureau, Population Division | [13 empty] | Source: U.S. Census Bureau, Population Division
Release Date: March 2020 | [13 empty] | Release Date: March 2020

## Useful Constants
Energy Density of Natural Gas | 50 | MJ/kg
Methane Emissions as a Percentage of Natural Gas Used | 2.8% | % | Science Article + CEC
Methane - GWP 20 | 84 | - | Fifth Assessment Report of the Intergovernmental Panel on Climate Change
Methane - GWP 100 | 28 | - | Fifth Assessment Report of the Intergovernmental Panel on Climate Change
Conversion Factor | 3.412 | Btu/h per Watt
Conversion Factor | 12000 | Btu/h per ton
Amount of refrigerant in a heat pump | 0.9 | kg/ton | 0.0002559
R-410A - GWP20 | 4260 |  | Fifth Assessment Report of the Intergovernmental Panel on Climate Change
R-410A - GWP100 | 1924 |  | Fifth Assessment Report of the Intergovernmental Panel on Climate Change
R-32 - GWP20 | 2430 |  | Fifth Assessment Report of the Intergovernmental Panel on Climate Change
R-32 - GWP100 | 677 |  | Fifth Assessment Report of the Intergovernmental Panel on Climate Change
Note: switch to R-32 in 2026
CO2 per unit of natural gas burned | 117 | lb/MMBtu | [12 empty] | Once 98.5% of population has adopted AC assume AC adoption is 100%
CO2 per unit of natural gas burned | 5.0301e-08 | kg/J
AC Adoption | DOE/2015 | 2015 | 2016 | 2017 | 2018 | 2019 | 2020 | 2021 | 2022 | 2023 | 2024 | 2025 | 2026 | 2027 | 2028 | 2029 | 2030 | 2031 | 2032 | 2033 | 2034 | 2035 | 2036
Very cold | 85.2% | 85.2% | 87.04% | 88.22% | 89.35% | 90.42% | 91.45% | 92.43% | 93.35% | 94.23% | 95.05% | 95.83% | 96.55% | 97.23% | 97.85% | 98.43% | 100% | 100% | 100% | 100% | 100% | 100% | 100%
Cold | 85.2% | 85.2% | 87.04% | 88.22% | 89.35% | 90.42% | 91.45% | 92.43% | 93.35% | 94.23% | 95.05% | 95.83% | 96.55% | 97.23% | 97.85% | 98.43% | 100% | 100% | 100% | 100% | 100% | 100% | 100%
Mixed-Humid | 94.3% | 94.3% | 95.05% | 95.83% | 96.55% | 97.23% | 97.85% | 98.43% | 100% | 100% | 100% | 100% | 100% | 100% | 100% | 100% | 100% | 100% | 100% | 100% | 100% | 100% | 100%
Mixed-Dry | 79.5% | 80.39% | 81.82% | 83.2% | 84.53% | 85.81% | 87.04% | 88.22% | 89.35% | 90.42% | 91.45% | 92.43% | 93.35% | 94.23% | 95.05% | 95.83% | 96.55% | 97.23% | 97.85% | 98.43% | 100% | 100% | 100%
Hot-Dry | 79.5% | 80.39% | 81.82% | 83.2% | 84.53% | 85.81% | 87.04% | 88.22% | 89.35% | 90.42% | 91.45% | 92.43% | 93.35% | 94.23% | 95.05% | 95.83% | 96.55% | 97.23% | 97.85% | 98.43% | 100% | 100% | 100%
Hot-Humid | 93.4% | 93.4% | 95.05% | 95.83% | 96.55% | 97.23% | 97.85% | 98.43% | 100% | 100% | 100% | 100% | 100% | 100% | 100% | 100% | 100% | 100% | 100% | 100% | 100% | 100% | 100%
Marine | 52.2% | 52.2% | 55.09% | 57.22% | 59.31% | 61.34% | 63.33% | 65.26% | 67.14% | 68.97% | 70.76% | 72.49% | 74.17% | 75.8% | 77.38% | 78.91% | 80.39% | 81.82% | 83.2% | 84.53% | 85.81% | 87.04% | 88.22%
Asssume 94% adoption in hot/humid is the max possible adoption. Assume the remaining 6% that will not procure AC in hot-humid will also not procure heat pump | kg/J 2015: Then apply adoption curve from "south" to remaining cities
https://www.eia.gov/consumption/residential/reports/2009/air-conditioning.php
For model
Conditioned space leakage
Normalized Leakage (NL) Geometric mean | 5.0301e-08 DOE/2015: 0.61
Area | 5.0301e-08 DOE/2015: 223.0815; kg/J 2015: m
Height | 5.0301e-08 DOE/2015: 2.5915; kg/J 2015: m
Density | 5.0301e-08 DOE/2015: 1.2; kg/J 2015: kg/m3
Effective Leakage Area | 5.0301e-08 DOE/2015: 0.13462; kg/J 2015: m2; kg/J 2016: 208.5557; kg/J 2017: in2
Q50 | 5.0301e-08 DOE/2015: 1.795; kg/J 2015: m3/s; kg/J 2016: 104.2778; kg/J 2017: in2
Volume | 5.0301e-08 DOE/2015: 578.1075; kg/J 2016: per floor
ACH50 | 5.0301e-08 DOE/2015: 11.1777; kg/J 2015: ACH50
0.61
0.13462
https://resdb.lbl.gov/main.php?step=2&sub=&run_env_model=&dtype1=&dtype2=&is_ca=&floor_area=&house_height=&year_built=&wap=&ee_home=&region=&zone=
Global end use electricity in J in 2018 | 5.0301e-08 DOE/2015: 8.0334e+19; kg/J 2015: Joules; kg/J 2016: wikipedia
SF6 emissions annually | 5.0301e-08 DOE/2015: 8100; kg/J 2015: tonnes; kg/J 2016: 193590
SF6 emissions annually | 5.0301e-08 DOE/2015: 8100000; kg/J 2015: kG
SF6 Emission Rate | 5.0301e-08 DOE/2015: 1.0083e-13; kg/J 2015: kG/Joule
Average US heating elec end use (J) | 5.0301e-08 DOE/2015: 9503476267.5016; kg/J 2015: Joules
SF6 emissions annually per home | 5.0301e-08 DOE/2015: 0.00095823; kg/J 2015: kG
GWP20- Value | 5.0301e-08 DOE/2015: 16300; kg/J 2015: https://unfccc.int/process/transparency-and-reporting/greenhouse-gas-data/greenhouse-gas-data-unfccc/global-warming-potentials
GWP100 - Value | 5.0301e-08 DOE/2015: 23900
GWP20- Value | 5.0301e-08 DOE/2015: 15.6191; kg/J 2015: kg C02 eq
GWP100 - Value | 5.0301e-08 DOE/2015: 22.9016; kg/J 2015: kg C02 eq
USA- sf6 emissions | 5.0301e-08 DOE/2015: 5936; kg/J 2015: kt of GWP100 CO2; kg/J 2016: http://data.un.org/Data.aspx?d=GHG&f=seriesID%3ASF6
USA total electicity use | 5.0301e-08 DOE/2015: 3800000000000; kg/J 2015: kwh; kg/J 2016: https://www.eia.gov/electricity/annual/html/epa_01_02.html
Sf6 emissions/kwh | 5.0301e-08 DOE/2015: 0.0015621; kg/J 2015: kg/kWh
Average electricity use/ household | 5.0301e-08 DOE/2015: 10649; kg/J 2015: kWh; kg/J 2016: https://www.eia.gov/tools/faqs/faq.php?id=97&t=3
Annual Sf6 emission/household- GWP100 | 5.0301e-08 DOE/2015: 16.6349; kg/J 2015: kg CO2 eq
For 15 year life - GWP100 | 5.0301e-08 DOE/2015: 249.5229; kg/J 2015: kg CO2 eq

## Leak Rate
State | Leak Rate (%) Production | Leak Rate (Downsteam of Meter) | Total Leak Rate
AL | 1.1 | 0.5 | 1.6
AZ | 3.4 | 0.5 | 3.9
AR | 1.1 | 0.5 | 1.6
CA | 2.8 | 0.5 | 3.3
CO | 3.1 | 0.5 | 3.6
CT | 0.9 | 0.5 | 1.4
DE | 0.9 | 0.5 | 1.4
FL | 1 | 0.5 | 1.5
GA | 1 | 0.5 | 1.5
ID | 2.1 | 0.5 | 2.6
IL | 2.1 | 0.5 | 2.6
IN | 2.3 | 0.5 | 2.8
IA | 2.2 | 0.5 | 2.7
KS | 3.6 | 0.5 | 4.1
KY | 1.2 | 0.5 | 1.7
LA | 1 | 0.5 | 1.5
ME | 0.9 | 0.5 | 1.4
MD | 0.9 | 0.5 | 1.4
MA | 1 | 0.5 | 1.5
MI | 1.4 | 0.5 | 1.9
MN | 1.7 | 0.5 | 2.2
MS | 1.8 | 0.5 | 2.3
MO | 2.3 | 0.5 | 2.8
MT | 2.2 | 0.5 | 2.7
NE | 2.8 | 0.5 | 3.3
NV | 1.9 | 0.5 | 2.4
NH | 0.9 | 0.5 | 1.4
NJ | 0.9 | 0.5 | 1.4
NM | 3.3 | 0.5 | 3.8
NY | 0.9 | 0.5 | 1.4
NC | 1 | 0.5 | 1.5
ND | 2.2 | 0.5 | 2.7
OH | 0.9 | 0.5 | 1.4
OK | 2.5 | 0.5 | 3
OR | 1.9 | 0.5 | 2.4
PA | 0.9 | 0.5 | 1.4
RI | 0.9 | 0.5 | 1.4
SC | 1 | 0.5 | 1.5
SD | 2 | 0.5 | 2.5
TN | 0.9 | 0.5 | 1.4
TX | 1.7 | 0.5 | 2.2
UT | 1.5 | 0.5 | 2
VT | 0.9 | 0.5 | 1.4
VA | 1.1 | 0.5 | 1.6
WA | 2.2 | 0.5 | 2.7
WV | 0.9 | 0.5 | 1.4
WI | 2.2 | 0.5 | 2.7
WY | 1.1 | 0.5 | 1.6

## Analysis
EPW | City | County | State | County Population | IECC Climate Zone | BA Climate Zone | Region | Latitude | Longitude | Natural Gas Production Leak Rate % | Natural Gas Behind the Meter Leak Rate % | AC Cooling Capacity [W] | Furnace Capacity [W] | Furnace Heating Delivered [J] | Furnace Natural Gas [J] | Natural Gas CO2 GHG for AC Furnace [kg] [15 years] [2022] | CO2 GHG for NG Furnace Electric Fan [kg] [15 years] [2022] | CO2 GHG for NG Furnace Electric Fan [kg] [15 years] [2024] | CO2 GHG for NG Furnace Electric Fan [kg] [15 years] [2026] | CO2 GHG for NG Furnace Electric Fan [kg] [15 years] [2028] | CO2 GHG for NG Furnace Electric Fan [kg] [15 years] [2030] | CO2 GHG for NG Furnace Electric Fan [kg] [15 years] [2032] | CO2 GHG for NG Furnace Electric Fan [kg] [15 years] [2034] | CO2 GHG for NG Furnace Electric Fan [kg] [15 years] [2036] | Methane Leak Amount Electricity Production for GF Fan [kg] 2022 [15 year] | Methane Leak Amount Electricity Production for GF Fan [kg] 2024 [15 year] | Methane Leak Amount Electricity Production for GF Fan [kg] 2026 [15 year] | Methane Leak Amount Electricity Production for GF Fan [kg] 2028 [15 year] | Methane Leak Amount Electricity Production for GF Fan [kg] 2030 [15 year] | Methane Leak Amount Electricity Production for GF Fan [kg] 2032 [15 year] | Methane Leak Amount Electricity Production for GF Fan [kg] 2034 [15 year] | Methane Leak Amount Electricity Production for GF Fan [kg] 2036 [15 year] | Methane Leak GWP20 Electricity Production for GF Fan [kg] 2022 [15 year] | Methane Leak GWP20 Electricity Production for GF Fan [kg] 2024 [15 year] | Methane Leak GWP20 Electricity Production for GF Fan [kg] 2026 [15 year] | Methane Leak GWP20 Electricity Production for GF Fan [kg] 2028 [15 year] | Methane Leak GWP20 Electricity Production for GF Fan [kg] 2030 [15 year] | Methane Leak GWP20 Electricity Production for GF Fan [kg] 2032 [15 year] | Methane Leak GWP20 Electricity Production for GF Fan [kg] 2034 [15 year] | Methane Leak GWP20 Electricity Production for GF Fan [kg] 2036 [15 year] | Methane Leak GWP100 Electricity Production for GF Fan [kg] 2022 [15 year] | Methane Leak GWP100 Electricity Production for GF Fan [kg] 2024 [15 year] | Methane Leak GWP100 Electricity Production for GF Fan [kg] 2026 [15 year] | Methane Leak GWP100 Electricity Production for GF Fan [kg] 2028 [15 year] | Methane Leak GWP100 Electricity Production for GF Fan [kg] 2030 [15 year] | Methane Leak GWP100 Electricity Production for GF Fan [kg] 2032 [15 year] | Methane Leak GWP100 Electricity Production for GF Fan [kg] 2034 [15 year] | Methane Leak GWP100 Electricity Production for GF Fan [kg] 2036 [15 year] | GWP 20 - Methane Leaks Furnace (Production) [kg] | GWP 20 - Methane Leaks Furnace (Downstream of meter) [kg] | GWP 100 - Methane Leaks Furnace (Production) [kg] | GWP 100 - Methane Leaks Furnace (Downstream of meter) [kg] | HP Cooling Capacity [W] | HP Heating Capacity [W] | Electric Resistance Capacity [W] | HP Heating Delivered [J] | HP Electric Energy [J] | Electric Resistance Heating Delivered [J] | Electric Resistance Electric Energy [J] | % of Heating Capacity HP | % of Heating Electricity HP | Refrigerant Amount [kg] | % Homes with no air conditioners [2022] | % Homes with no air conditioners [2024] | % Homes with no air conditioners [2026] | % Homes with no air conditioners [2028] | % Homes with no air conditioners [2030] | % Homes with no air conditioners [2032] | % Homes with no air conditioners [2034] | % Homes with no air conditioners [2036] | Refrigerant Amount [kg] attribued to HP [2022] | Refrigerant Amount [kg] attribued to HP [2024] | Refrigerant Amount [kg] attribued to HP [2026] | Refrigerant Amount [kg] attribued to HP [2028] | Refrigerant Amount [kg] attribued to HP [2030] | Refrigerant Amount [kg] attribued to HP [2032] | Refrigerant Amount [kg] attribued to HP [2034] | Refrigerant Amount [kg] attribued to HP [2036] | Electric CO2 GHG for HP Fan [kg] 2022 [15 years] | Electric CO2 GHG for HP Fan [kg] 2024 [15 years] | Electric CO2 GHG for HP Fan [kg] 2026 [15 years] | Electric CO2 GHG for HP Fan [kg] 2028 [15 years] | Electric CO2 GHG for HP Fan [kg] 2030 [15 years] | Electric CO2 GHG for HP Fan [kg] 2032 [15 years] | Electric CO2 GHG for HP Fan [kg] 2034 [15 years] | Electric CO2 GHG for HP Fan [kg] 2036 [15 years] | Electric CO2 GHG for HP Comp [kg] 2022 [15 years] | Electric CO2 GHG for HP Comp [kg] 2024 [15 years] | Electric CO2 GHG for HP Comp [kg] 2026 [15 years] | Electric CO2 GHG for HP Comp [kg] 2028 [15 years] | Electric CO2 GHG for HP Comp [kg] 2030 [15 years] | Electric CO2 GHG for HP Comp [kg] 2032 [15 years] | Electric CO2 GHG for HP Comp [kg] 2034 [15 years] | Electric CO2 GHG for HP Comp [kg] 2036 [15 years] | Electric CO2 GHG for HP Elec Resistance [kg] 2022 [15 years] | Electric CO2 GHG for HP Elec Resistance [kg] 2024 [15 years] | Electric CO2 GHG for HP Elec Resistance [kg] 2026 [15 years] | Electric CO2 GHG for HP Elec Resistance [kg] 2028 [15 years] | Electric CO2 GHG for HP Elec Resistance [kg] 2030 [15 years] | Electric CO2 GHG for HP Elec Resistance [kg] 2032 [15 years] | Electric CO2 GHG for HP Elec Resistance [kg] 2034 [15 years] | Electric CO2 GHG for HP Elec Resistance [kg] 2036 [15 years] | Electric CO2 GHG for HP [kg] 2022 [15 years] | Electric CO2 GHG for HP [kg] 2024 [15 years] | Electric CO2 GHG for HP [kg] 2026 [15 years] | Electric CO2 GHG for HP [kg] 2028 [15 years] | Electric CO2 GHG for HP [kg] 2030 [15 years] | Electric CO2 GHG for HP [kg] 2032 [15 years] | Electric CO2 GHG for HP [kg] 2034 [15 years] | Electric CO2 GHG for HP [kg] 2036 [15 years] | Refrigerant Leak Amount for HP [kg] 2022 [15 year] | Refrigerant Leak Amount for HP [kg] 2024 [15 year] | Refrigerant Leak Amount for HP [kg] 2026 [15 year] | Refrigerant Leak Amount for HP [kg] 2028 [15 year] | Refrigerant Leak Amount for HP [kg] 2030 [15 year] | Refrigerant Leak Amount for HP [kg] 2032 [15 year] | Refrigerant Leak Amount for HP [kg] 2034 [15 year] | Refrigerant Leak Amount for HP [kg] 2036 [15 year] | Refrigerant Leak GWP20 for HP [kg] 2022 [15 year] | Refrigerant Leak GWP20 for HP [kg] 2024 [15 year] | Refrigerant Leak GWP20 for HP [kg] 2026 [15 year] | Refrigerant Leak GWP20 for HP [kg] 2028 [15 year] | Refrigerant Leak GWP20 for HP [kg] 2030 [15 year] | Refrigerant Leak GWP20 for HP [kg] 2032 [15 year] | Refrigerant Leak GWP20 for HP [kg] 2034 [15 year] | Refrigerant Leak GWP20 for HP [kg] 2036 [15 year] | Refrigerant Leak GWP100 for HP [kg] 2022 [15 year] | Refrigerant Leak GWP100 for HP [kg] 2024 [15 year] | Refrigerant Leak GWP100 for HP [kg] 2026 [15 year] | Refrigerant Leak GWP100 for HP [kg] 2028 [15 year] | Refrigerant Leak GWP100 for HP [kg] 2030 [15 year] | Refrigerant Leak GWP100 for HP [kg] 2032 [15 year] | Refrigerant Leak GWP100 for HP [kg] 2034 [15 year] | Refrigerant Leak GWP100 for HP [kg] 2036 [15 year] | Methane Leak Amount Electricity Production for HP [kg] 2022 [15 year] | Methane Leak Amount Electricity Production for HP [kg] 2024 [15 year] | Methane Leak Amount Electricity Production for HP [kg] 2026 [15 year] | Methane Leak Amount Electricity Production for HP [kg] 2028 [15 year] | Methane Leak Amount Electricity Production for HP [kg] 2030 [15 year] | Methane Leak Amount Electricity Production for HP [kg] 2032 [15 year] | Methane Leak Amount Electricity Production for HP [kg] 2034 [15 year] | Methane Leak Amount Electricity Production for HP [kg] 2036 [15 year] | Methane Leak GWP20 Electricity Production for HP [kg] 2022 [15 year] | Methane Leak GWP20 Electricity Production for HP [kg] 2024 [15 year] | Methane Leak GWP20 Electricity Production for HP [kg] 2026 [15 year] | Methane Leak GWP20 Electricity Production for HP [kg] 2028 [15 year] | Methane Leak GWP20 Electricity Production for HP [kg] 2030 [15 year] | Methane Leak GWP20 Electricity Production for HP [kg] 2032 [15 year] | Methane Leak GWP20 Electricity Production for HP [kg] 2034 [15 year] | Methane Leak GWP20 Electricity Production for HP [kg] 2036 [15 year] | Methane Leak GWP100 Electricity Production for HP [kg] 2022 [15 year] | Methane Leak GWP100 Electricity Production for HP [kg] 2024 [15 year] | Methane Leak GWP100 Electricity Production for HP [kg] 2026 [15 year] | Methane Leak GWP100 Electricity Production for HP [kg] 2028 [15 year] | Methane Leak GWP100 Electricity Production for HP [kg] 2030 [15 year] | Methane Leak GWP100 Electricity Production for HP [kg] 2032 [15 year] | Methane Leak GWP100 Electricity Production for HP [kg] 2034 [15 year] | Methane Leak GWP100 Electricity Production for HP [kg] 2036 [15 year] | % Reduction CO2 Emissions 2022 [15 years] | % Reduction CO2 Emissions 2024 [15 years] | % Reduction CO2 Emissions 2026 [15 years] | % Reduction CO2 Emissions 2028 [15 years] | % Reduction CO2 Emissions 2030 [15 years] | % Reduction CO2 Emissions 2032 [15 years] | % Reduction CO2 Emissions 2034 [15 years] | % Reduction CO2 Emissions 2036 [15 years] | % Reduction GWP20 Emissions 2022 [15 years] | % Reduction GWP20 Emissions 2024 [15 years] | % Reduction GWP20 Emissions 2026 [15 years] | % Reduction GWP20 Emissions 2028 [15 years] | % Reduction GWP20 Emissions 2030 [15 years] | % Reduction GWP20 Emissions 2032 [15 years] | % Reduction GWP20 Emissions 2034 [15 years] | % Reduction GWP20 Emissions 2036 [15 years] | % Reduction GWP100 Emissions 2022 [15 years] | % Reduction GWP100 Emissions 2024 [15 years] | % Reduction GWP100 Emissions 2026 [15 years] | % Reduction GWP100 Emissions 2028 [15 years] | % Reduction GWP100 Emissions 2030 [15 years] | % Reduction GWP100 Emissions 2032 [15 years] | % Reduction GWP100 Emissions 2034 [15 years] | % Reduction GWP100 Emissions 2036 [15 years]
AL_BIRMINGHAM-MUNI-AP_722280_TY3A | Birmingham | Jefferson | AL | 658573 | 3 | Mixed-Humid | Southeast | 33.57 | -86.75 | 1.1 | 0.5 | 5287.1093 | 29308 | 13352294032.8725 | 13908639617.5755 | 10494.263 | 248.2543 | 246.5993 | 226.0494 | 216.9046 | 213.9641 | 213.3153 | 194.274 | 175.525 | 0.22979 | 0.2049 | 0.17943 | 0.1625 | 0.1575 | 0.15533 | 0.15935 | 0.16611 | 19.3025 | 17.2114 | 15.0719 | 13.6502 | 13.2296 | 13.0473 | 13.3857 | 13.9529 | 6.4342 | 5.7371 | 5.024 | 4.5501 | 4.4099 | 4.3491 | 4.4619 | 4.651 | 3855.4749 | 1752.4886 | 1285.1583 | 584.1629 | 5287.1093 | 5287.1093 | 5201.4234 | 12590525287.033 | 3702832468.7532 | 254828726.0084 | 254828726.0084 | 98.02% | 93.56% | 1.353 | 0 | 0 | 0 | 0 | 0 | 0 | 0 | 0 | 0 | 0 | 0 | 0 | 0 | 0 | 0 | 0 | 1386.7538 | 1377.2968 | 1262.6958 | 1212.0311 | 1195.6773 | 1192.9002 | 1086.3446 | 981.9929 | 7776.9535 | 7724.3252 | 7078.6231 | 6767.6584 | 6666.0912 | 6620.825 | 6033.186 | 5448.3736 | 494.8817 | 506.3595 | 467.8824 | 451.7199 | 451.4694 | 448.887 | 418.7413 | 377.4384 | 9658.589 | 9607.9815 | 8809.2013 | 8431.4095 | 8313.238 | 8262.6123 | 7538.2719 | 6807.8049 | 0 | 0 | 0 | 0 | 0 | 0 | 0 | 0 | 0 | 0 | 0 | 0 | 0 | 0 | 0 | 0 | 0 | 0 | 0 | 0 | 0 | 0 | 0 | 0 | 8.8866 | 7.9376 | 6.9738 | 6.3296 | 6.137 | 6.0497 | 6.2093 | 6.4765 | 746.4723 | 666.7549 | 585.7992 | 531.6893 | 515.5085 | 508.1753 | 521.5771 | 544.0281 | 248.8241 | 222.2516 | 195.2664 | 177.2298 | 171.8362 | 169.3918 | 173.859 | 181.3427 | 10.09% | 10.55% | 17.83% | 21.28% | 22.37% | 22.83% | 29.47% | 36.2% | 36.44% | 37.22% | 42.51% | 45.12% | 45.93% | 46.29% | 50.58% | 54.87% | 21.48% | 22.08% | 28.51% | 31.6% | 32.56% | 32.98% | 38.61% | 44.28%
AL_MOBILE-RGNL-AP_722230_TY3A | Mobile | Mobile | AL | 413210 | 2 | Hot-Humid | Southeast | 30.68 | -88.25 | 1.1 | 0.5 | 5317.1479 | 29308 | 6559204287.7214 | 6832504466.3765 | 5155.2201 | 120.4504 | 119.9778 | 111.2085 | 106.3303 | 104.2253 | 104.0953 | 94.0376 | 85.1911 | 0.11454 | 0.10427 | 0.0928 | 0.085057 | 0.082849 | 0.081997 | 0.083621 | 0.086416 | 9.6217 | 8.7583 | 7.7952 | 7.1448 | 6.9593 | 6.8877 | 7.0241 | 7.259 | 3.2072 | 2.9194 | 2.5984 | 2.3816 | 2.3198 | 2.2959 | 2.3414 | 2.4197 | 1893.9702 | 860.8956 | 631.3234 | 286.9652 | 5317.1479 | 5317.1479 | 4206.9585 | 6234559866.9346 | 1796961316.3686 | 90310196.8843 | 90310196.8843 | 98.57% | 95.21% | 1.3607 | 0 | 0 | 0 | 0 | 0 | 0 | 0 | 0 | 0 | 0 | 0 | 0 | 0 | 0 | 0 | 0 | 670.5803 | 667.6887 | 618.8751 | 591.9723 | 580.3705 | 579.6827 | 523.8051 | 474.5988 | 3857.6962 | 3841.4194 | 3560.1599 | 3391.9699 | 3317.1682 | 3303.8873 | 2981.815 | 2699.3206 | 175.5537 | 178.2257 | 168.1841 | 164.9905 | 162.5962 | 166.0962 | 152.6534 | 138.1001 | 4703.8301 | 4687.3338 | 4347.2192 | 4148.9326 | 4060.1348 | 4049.6661 | 3658.2735 | 3312.0196 | 0 | 0 | 0 | 0 | 0 | 0 | 0 | 0 | 0 | 0 | 0 | 0 | 0 | 0 | 0 | 0 | 0 | 0 | 0 | 0 | 0 | 0 | 0 | 0 | 4.4295 | 4.0341 | 3.5896 | 3.291 | 3.2072 | 3.1775 | 3.2462 | 3.356 | 372.0791 | 338.8628 | 301.5256 | 276.4471 | 269.4026 | 266.9107 | 272.6792 | 281.9061 | 124.0264 | 112.9543 | 100.5085 | 92.149 | 89.8009 | 88.9702 | 90.8931 | 93.9687 | 10.84% | 11.14% | 17.45% | 21.15% | 22.8% | 23% | 30.31% | 36.8% | 36.87% | 37.48% | 42.1% | 44.85% | 46.02% | 46.18% | 50.93% | 55.09% | 22.1% | 22.53% | 28.12% | 31.4% | 32.85% | 33.03% | 39.23% | 44.72%
AR_FAYETTEVILLE-DRAKE-FIELD_723445_TY3A | Fayetteville | Washington | AR | 239187 | 4 | Mixed-Humid | Southeast | 36 | -94.17 | 1.1 | 0.5 | 5335.4243 | 29308 | 19792661893.2657 | 20617356138.8184 | 15556.0834 | 233.3355 | 229.4608 | 200.3435 | 176.6557 | 166.4949 | 172.5441 | 164.965 | 157.1245 | 0.23742 | 0.17031 | 0.11066 | 0.070665 | 0.048965 | 0.03247 | 0.018805 | 0.012408 | 19.9433 | 14.3058 | 9.2956 | 5.9358 | 4.1131 | 2.7274 | 1.5796 | 1.0423 | 6.6478 | 4.7686 | 3.0985 | 1.9786 | 1.371 | 0.90915 | 0.52655 | 0.34743 | 5715.1311 | 2597.7869 | 1905.0437 | 865.929 | 5335.4243 | 5335.4243 | 6643.9912 | 17447883653.7242 | 5913889701.1045 | 1592435636.5321 | 1592435636.5321 | 91.64% | 78.79% | 1.3653 | 0 | 0 | 0 | 0 | 0 | 0 | 0 | 0 | 0 | 0 | 0 | 0 | 0 | 0 | 0 | 0 | 1278.7637 | 1256.8372 | 1098.4983 | 968.9996 | 913.024 | 945.7017 | 903.7001 | 860.6284 | 7740.7162 | 7621.045 | 6632.2463 | 5822.9925 | 5491.392 | 5698.785 | 5445.8455 | 5189.3752 | 2208.1559 | 2205.1204 | 1901.6559 | 1691.359 | 1575.3664 | 1621.9882 | 1545.5198 | 1509.8169 | 11227.6358 | 11083.0026 | 9632.4005 | 8483.3511 | 7979.7823 | 8266.4748 | 7895.0654 | 7559.8205 | 0 | 0 | 0 | 0 | 0 | 0 | 0 | 0 | 0 | 0 | 0 | 0 | 0 | 0 | 0 | 0 | 0 | 0 | 0 | 0 | 0 | 0 | 0 | 0 | 10.9982 | 7.8355 | 5.0379 | 3.1694 | 2.2032 | 1.4597 | 0.83944 | 0.54945 | 923.8465 | 658.1802 | 423.1851 | 266.2303 | 185.0682 | 122.6174 | 70.5133 | 46.1535 | 307.9488 | 219.3934 | 141.0617 | 88.7434 | 61.6894 | 40.8725 | 23.5044 | 15.3845 | 28.89% | 29.79% | 38.87% | 46.08% | 49.25% | 47.44% | 49.78% | 51.89% | 49.63% | 51.31% | 58.24% | 63.62% | 66.04% | 65.11% | 66.86% | 68.34% | 37.87% | 39.11% | 47.26% | 53.68% | 56.52% | 55.1% | 57.18% | 59.02%
AR_LITTLE-ROCK-AFB_723405_TY3A | Little-Rock | Pulaski | AR | 391911 | 3 | Mixed-Humid | Southeast | 34.92 | -92.15 | 1.1 | 0.5 | 6185.8288 | 29308 | 20412466533.7457 | 21262985972.6517 | 16043.2201 | 266.8582 | 261.2379 | 228.5966 | 201.6656 | 191.2611 | 198.7521 | 189.947 | 180.0187 | 0.28301 | 0.2053 | 0.13911 | 0.092375 | 0.0662 | 0.045361 | 0.026326 | 0.018838 | 23.7731 | 17.2451 | 11.6855 | 7.7595 | 5.5608 | 3.8103 | 2.2114 | 1.5824 | 7.9244 | 5.7484 | 3.8952 | 2.5865 | 1.8536 | 1.2701 | 0.73714 | 0.52747 | 5894.0997 | 2679.1362 | 1964.6999 | 893.0454 | 6185.8288 | 6185.8288 | 5736.5948 | 19056003341.6435 | 6414544564.9356 | 640606600.9704 | 640606600.9704 | 96.75% | 90.92% | 1.583 | 0 | 0 | 0 | 0 | 0 | 0 | 0 | 0 | 0 | 0 | 0 | 0 | 0 | 0 | 0 | 0 | 1272.7871 | 1246.226 | 1091.5944 | 965.0421 | 915.9116 | 951.5455 | 909.6224 | 862.1997 | 8342.4866 | 8169.0809 | 7122.7223 | 6253.5285 | 5914.8205 | 6137.9457 | 5850.0015 | 5549.6148 | 871.422 | 860.6783 | 746.1887 | 664.2459 | 622.2342 | 638.2702 | 602.7973 | 578.7842 | 10486.6957 | 10275.9852 | 8960.5054 | 7882.8164 | 7452.9662 | 7727.7614 | 7362.4212 | 6990.5987 | 0 | 0 | 0 | 0 | 0 | 0 | 0 | 0 | 0 | 0 | 0 | 0 | 0 | 0 | 0 | 0 | 0 | 0 | 0 | 0 | 0 | 0 | 0 | 0 | 10.9151 | 7.9167 | 5.3563 | 3.5323 | 2.5531 | 1.7596 | 1.0159 | 0.72919 | 916.8668 | 665.0012 | 449.9334 | 296.7108 | 214.4614 | 147.8042 | 85.3364 | 61.2523 | 305.6223 | 221.6671 | 149.9778 | 98.9036 | 71.4871 | 49.2681 | 28.4455 | 20.4174 | 35.7% | 36.97% | 44.93% | 51.48% | 54.09% | 52.42% | 54.65% | 56.91% | 54.22% | 56.05% | 62.14% | 67.05% | 69.1% | 68.27% | 69.98% | 71.56% | 43.72% | 45.23% | 52.38% | 58.22% | 60.59% | 59.28% | 61.29% | 63.26%
AZ_FLAGSTAFF-PULLIAM-AP_723755_TY3A | Flagstaff | Coconino | AZ | 143476 | 5 | Cold | Southwest | 35.14 | -111.67 | 3.4 | 0.5 | 4149.4032 | 29308 | 45784971061.9539 | 47692678189.5354 | 35984.7924 | 460.9373 | 378.8071 | 347.8692 | 331.7975 | 325.5415 | 314.3286 | 302.3865 | 326.5762 | 0.56624 | 0.44726 | 0.35725 | 0.26348 | 0.21149 | 0.17285 | 0.14521 | 0.1163 | 47.5644 | 37.5695 | 30.0093 | 22.1325 | 17.7651 | 14.5196 | 12.1974 | 9.7695 | 15.8548 | 12.5232 | 10.0031 | 7.3775 | 5.9217 | 4.8399 | 4.0658 | 3.2565 | 40863.0867 | 6009.2775 | 13621.0289 | 2003.0925 | 4149.4032 | 4149.4032 | 7024.4733 | 38399707545.6783 | 13192091192.5879 | 4976206977.371 | 4976206977.371 | 88.53% | 72.61% | 1.0618 | 0.066472 | 0.049457 | 0.034456 | 0.021469 | 0 | 0 | 0 | 0 | 0.070582 | 0.052515 | 0.036586 | 0.022796 | 0 | 0 | 0 | 0 | 3263.7818 | 2684.0153 | 2464.3682 | 2350.2171 | 2306.3053 | 2227.2318 | 2140.9927 | 2313.4524 | 14787.5561 | 12159.2984 | 11157.2822 | 10599.5476 | 10412.7733 | 10060.2795 | 9691.0194 | 10504.7206 | 5798.0317 | 4721.8962 | 4426.3009 | 4163.9965 | 4059.1003 | 3885.1689 | 3842.7772 | 4193.6838 | 23849.3696 | 19565.2099 | 18047.9513 | 17113.7612 | 16778.1789 | 16172.6802 | 15674.7892 | 17011.8568 | 0.072571 | 0.053994 | 0.037617 | 0.023439 | 0 | 0 | 0 | 0 | 309.1507 | 230.0154 | 91.409 | 56.9558 | 0 | 0 | 0 | 0 | 139.6258 | 103.8849 | 25.4666 | 15.8679 | 0 | 0 | 0 | 0 | 29.313 | 23.3583 | 18.6432 | 13.7246 | 11.0559 | 9.0495 | 7.6247 | 6.0727 | 2462.2933 | 1962.0941 | 1566.0259 | 1152.864 | 928.6915 | 760.154 | 640.4764 | 510.1094 | 820.7644 | 654.0314 | 522.0086 | 384.288 | 309.5638 | 253.3847 | 213.4921 | 170.0365 | 34.56% | 46.2% | 50.33% | 52.88% | 53.79% | 55.45% | 56.8% | 53.15% | 68.07% | 73.87% | 76.33% | 77.98% | 78.72% | 79.64% | 80.38% | 78.94% | 52.37% | 60.92% | 64.22% | 66.29% | 67.1% | 68.37% | 69.4% | 66.92%
AZ_KINGMAN_AMOS_723700_TY3A | Kingman | Mohave | AZ | 212181 | 3 | Hot-Dry | Southwest | 35.27 | -113.95 | 3.4 | 0.5 | 5441.8352 | 29308 | 10457010020.0587 | 10892718770.8945 | 8218.7086 | 136.4284 | 111.1045 | 102.9661 | 97.2024 | 95.2666 | 91.152 | 88.9325 | 97.5319 | 0.15434 | 0.12136 | 0.096263 | 0.069671 | 0.054474 | 0.044135 | 0.036149 | 0.027869 | 12.9643 | 10.194 | 8.0861 | 5.8524 | 4.5759 | 3.7073 | 3.0365 | 2.341 | 4.3214 | 3.398 | 2.6954 | 1.9508 | 1.5253 | 1.2358 | 1.0122 | 0.78034 | 9332.8814 | 1372.4826 | 3110.9605 | 457.4942 | 5441.8352 | 5441.8352 | 4178.2021 | 9821754271.1628 | 2892863397.9411 | 156938791.9798 | 156938791.9798 | 98.43% | 94.85% | 1.3926 | 0.10655 | 0.085502 | 0.066472 | 0.049457 | 0.034456 | 0.021469 | 0 | 0 | 0.14837 | 0.11907 | 0.092567 | 0.068872 | 0.047982 | 0.029897 | 0 | 0 | 737.9347 | 601.2169 | 556.7503 | 526.0794 | 515.8275 | 493.6837 | 481.2799 | 528.0942 | 3317.2788 | 2700.2768 | 2502.5418 | 2346.045 | 2301.2247 | 2201.5825 | 2157.3908 | 2372.1318 | 180.637 | 147.9424 | 136.4956 | 130.6848 | 128.1168 | 124.6895 | 122.8944 | 136.9773 | 4235.8505 | 3449.4361 | 3195.7877 | 3002.8092 | 2945.169 | 2819.9557 | 2761.5652 | 3037.2033 | 0.15255 | 0.12242 | 0.095174 | 0.070812 | 0.049334 | 0.030739 | 0 | 0 | 649.8685 | 521.513 | 231.2739 | 172.0732 | 119.8806 | 74.696 | 0 | 0 | 293.5087 | 235.5378 | 64.4331 | 47.9397 | 33.3988 | 20.8104 | 0 | 0 | 4.8853 | 3.8601 | 3.0663 | 2.2306 | 1.749 | 1.4174 | 1.1596 | 0.89219 | 410.3641 | 324.2476 | 257.5724 | 187.3669 | 146.9202 | 119.0639 | 97.4105 | 74.9438 | 136.788 | 108.0825 | 85.8575 | 62.4556 | 48.9734 | 39.688 | 32.4702 | 24.9813 | 49.3% | 58.59% | 61.6% | 63.89% | 64.58% | 66.06% | 66.76% | 63.48% | 72.23% | 77.45% | 80.64% | 82.33% | 83.12% | 84.15% | 84.97% | 83.64% | 60.88% | 68.13% | 71.86% | 73.81% | 74.52% | 75.75% | 76.48% | 74.24%
AZ_PHOENIX-SKY-HARBOR-IAP_722780_TY3A | Phoenix | Maricopa | AZ | 4485414 | 2 | Hot-Dry | Southwest | 33.45 | -111.98 | 3.4 | 0.5 | 7591.479 | 29308 | 1395805529.8261 | 1453964093.5689 | 1097.0362 | 21.5966 | 17.345 | 16.4711 | 15.8311 | 15.5174 | 15.0745 | 14.8305 | 16.2675 | 0.027855 | 0.022005 | 0.016967 | 0.012267 | 0.0094372 | 0.0076351 | 0.0062262 | 0.0045564 | 2.3398 | 1.8484 | 1.4252 | 1.0304 | 0.79273 | 0.64135 | 0.523 | 0.38274 | 0.77994 | 0.61613 | 0.47508 | 0.34347 | 0.26424 | 0.21378 | 0.17433 | 0.12758 | 1245.7564 | 183.1995 | 415.2521 | 61.0665 | 7591.479 | 7591.479 | 2811.1937 | 1305115873.7884 | 337901454.629 | 20363324.7806 | 20363324.7806 | 98.46% | 94.32% | 1.9427 | 0.10655 | 0.085502 | 0.066472 | 0.049457 | 0.034456 | 0.021469 | 0 | 0 | 0.20698 | 0.1661 | 0.12913 | 0.096078 | 0.066936 | 0.041707 | 0 | 0 | 89.0937 | 71.6004 | 67.9578 | 65.2903 | 63.9756 | 62.0862 | 61.0992 | 67.0244 | 366.4476 | 294.7024 | 279.5649 | 268.0828 | 262.6873 | 255.0607 | 251.2068 | 275.8298 | 24.134 | 19.537 | 18.4784 | 17.4804 | 17.0385 | 16.6384 | 16.4547 | 18.2694 | 479.6753 | 385.8398 | 366.0012 | 350.8535 | 343.7014 | 333.7853 | 328.7608 | 361.1236 | 0.21281 | 0.17078 | 0.13277 | 0.098784 | 0.068821 | 0.042882 | 0 | 0 | 906.5808 | 727.522 | 322.6322 | 240.0459 | 167.236 | 104.2026 | 0 | 0 | 409.451 | 328.5804 | 89.8856 | 66.877 | 46.5921 | 29.0309 | 0 | 0 | 0.62639 | 0.49637 | 0.38386 | 0.27795 | 0.21373 | 0.17316 | 0.14161 | 0.10341 | 52.6165 | 41.6952 | 32.2439 | 23.3476 | 17.9535 | 14.5458 | 11.8949 | 8.6866 | 17.5388 | 13.8984 | 10.748 | 7.7825 | 5.9845 | 4.8486 | 3.965 | 2.8955 | 57.12% | 65.38% | 67.13% | 68.47% | 69.11% | 69.99% | 70.43% | 67.56% | 43.57% | 54.62% | 71.66% | 75.84% | 79.2% | 82.2% | 86.6% | 85.46% | 43.18% | 54.23% | 70.66% | 73.23% | 75.06% | 76.86% | 79.05% | 77.1%
AZ_PRESCOTT-LOVE-FIELD_723723_TY3A | Prescott | Yavapai | AZ | 235099 | 4 | Mixed-Dry | Southwest | 34.65 | -112.42 | 3.4 | 0.5 | 4643.4975 | 29308 | 24283554710.1669 | 25295369489.7572 | 19085.7099 | 272.8623 | 221.7206 | 205.439 | 194.6959 | 192.3765 | 186.3058 | 180.7527 | 198.1931 | 0.31332 | 0.24456 | 0.19295 | 0.13942 | 0.10768 | 0.085382 | 0.071047 | 0.053667 | 26.3187 | 20.5432 | 16.2081 | 11.7113 | 9.045 | 7.1721 | 5.968 | 4.508 | 8.7729 | 6.8477 | 5.4027 | 3.9038 | 3.015 | 2.3907 | 1.9893 | 1.5027 | 21673.0726 | 3187.2166 | 7224.3575 | 1062.4055 | 4643.4975 | 4643.4975 | 5347.3536 | 22361421526.7386 | 6711526471.9657 | 722309505.7862 | 722309505.7862 | 96.87% | 90.28% | 1.1883 | 0.10655 | 0.085502 | 0.066472 | 0.049457 | 0.034456 | 0.021469 | 0 | 0 | 0.1266 | 0.1016 | 0.078987 | 0.058768 | 0.040943 | 0.025511 | 0 | 0 | 1747.3994 | 1419.6382 | 1317.3222 | 1248.7478 | 1233.0575 | 1194.3473 | 1158.3212 | 1269.3224 | 7526.0956 | 6111.2259 | 5675.6812 | 5345.2239 | 5284.4091 | 5127.5193 | 4989.7881 | 5478.958 | 811.0534 | 648.2446 | 614.3675 | 575.8389 | 570.8677 | 565.7366 | 558.1934 | 622.6877 | 10084.5484 | 8179.1087 | 7607.3709 | 7169.8105 | 7088.3343 | 6887.6031 | 6706.3026 | 7370.9681 | 0.13017 | 0.10446 | 0.081212 | 0.060424 | 0.042096 | 0.02623 | 0 | 0 | 554.5304 | 445.0051 | 197.3452 | 146.8294 | 102.2936 | 63.7378 | 0 | 0 | 250.4499 | 200.9835 | 54.9805 | 40.9068 | 28.4991 | 17.7574 | 0 | 0 | 12.0671 | 9.5046 | 7.4889 | 5.4139 | 4.1771 | 3.3261 | 2.7786 | 2.117 | 1013.6402 | 798.3847 | 629.0637 | 454.7704 | 350.8784 | 279.3962 | 233.399 | 177.8238 | 337.8801 | 266.1282 | 209.6879 | 151.5901 | 116.9595 | 93.1321 | 77.7997 | 59.2746 | 47.91% | 57.64% | 60.57% | 62.81% | 63.23% | 64.26% | 65.19% | 61.78% | 73.66% | 78.68% | 80.91% | 82.4% | 82.92% | 83.62% | 84.28% | 82.9% | 61.41% | 68.67% | 71.46% | 73.3% | 73.76% | 74.61% | 75.38% | 73.05%
CA_BISHOP-AP_724800_TY3A | Bishop | Inyo | CA | 18039 | 5 | Cold | Pacific | 37.37 | -118.35 | 2.8 | 0.5 | 4380.2769 | 29308 | 14451723961.3681 | 15053879126.4252 | 11358.3622 | 53.9734 | 52.9 | 49.4024 | 47.2998 | 43.5517 | 37.0623 | 34.7796 | 34.3583 | 0.92375 | 0.87168 | 0.8184 | 0.76287 | 0.70845 | 0.65463 | 0.59743 | 0.54311 | 77.5946 | 73.2208 | 68.7457 | 64.081 | 59.5095 | 54.9891 | 50.1843 | 45.6211 | 25.8649 | 24.4069 | 22.9152 | 21.3603 | 19.8365 | 18.3297 | 16.7281 | 15.207 | 10622.0171 | 1896.7888 | 3540.6724 | 632.2629 | 4380.2769 | 4380.2769 | 5239.9376 | 13415075994.757 | 4270499598.8806 | 364968177.8624 | 364968177.8624 | 97.35% | 92.13% | 1.1209 | 0.066472 | 0.049457 | 0.034456 | 0.021469 | 0 | 0 | 0 | 0 | 0.074509 | 0.055437 | 0.038622 | 0.024065 | 0 | 0 | 0 | 0 | 343.5462 | 336.477 | 315.1158 | 302.3717 | 279.0504 | 237.7615 | 223.5331 | 220.815 | 1770.6584 | 1738.714 | 1614.5834 | 1538.5059 | 1409.807 | 1196.5496 | 1118.8366 | 1104.996 | 121.1929 | 119.6176 | 116.3994 | 116.0718 | 111.2094 | 95.8772 | 92.0537 | 93.1026 | 2235.3975 | 2194.8086 | 2046.0986 | 1956.9494 | 1800.0668 | 1530.1883 | 1434.4234 | 1418.9136 | 0.076608 | 0.056998 | 0.03971 | 0.024743 | 0 | 0 | 0 | 0 | 326.352 | 242.8135 | 96.495 | 60.1248 | 0 | 0 | 0 | 0 | 147.3946 | 109.6651 | 26.8836 | 16.7508 | 0 | 0 | 0 | 0 | 38.1893 | 36.1455 | 34.047 | 31.8096 | 29.5905 | 27.3826 | 25.0253 | 22.7733 | 3207.8978 | 3036.2231 | 2859.9471 | 2672.0047 | 2485.6032 | 2300.1388 | 2102.1263 | 1912.9585 | 1069.2993 | 1012.0744 | 953.3157 | 890.6682 | 828.5344 | 766.7129 | 700.7088 | 637.6528 | 80.41% | 80.77% | 82.06% | 82.84% | 84.21% | 86.57% | 87.41% | 87.55% | 75.97% | 77.2% | 79.15% | 80.45% | 82.13% | 84.02% | 85.24% | 86.09% | 77.89% | 78.75% | 80.61% | 81.64% | 83.14% | 85.26% | 86.3% | 86.8%
CA_CRESCENT-CITY-FAA-AP_725946_TY3A | Crescent City | Del Norte | CA | 27812 | 4 | Marine | Pacific | 41.78 | -124.23 | 2.8 | 0.5 | 1679.3195 | 29308 | 17469160259.0313 | 18197041936.4909 | 13729.9225 | 19.4514 | 18.9045 | 17.9892 | 17.5544 | 16.3633 | 14.0245 | 13.414 | 13.3595 | 0.34077 | 0.31709 | 0.29345 | 0.27089 | 0.2503 | 0.23048 | 0.20974 | 0.19033 | 28.6246 | 26.6356 | 24.6497 | 22.7547 | 21.0249 | 19.3603 | 17.6185 | 15.9875 | 9.5415 | 8.8785 | 8.2166 | 7.5849 | 7.0083 | 6.4534 | 5.8728 | 5.3292 | 12839.8328 | 2292.8273 | 4279.9443 | 764.2758 | 1679.3195 | 1679.3195 | 3454.1656 | 15273482994.1987 | 3615878752.9827 | 1362454585.9551 | 1362454585.9551 | 91.81% | 72.63% | 0.42974 | 0.32858 | 0.29243 | 0.25829 | 0.22617 | 0.19606 | 0.16797 | 0.14189 | 0.11782 | 0.1412 | 0.12567 | 0.111 | 0.097193 | 0.084255 | 0.072182 | 0.060974 | 0.050633 | 301.6306 | 293.2483 | 277.7861 | 269.9205 | 250.5381 | 214.4766 | 204.4995 | 203.0675 | 1195.2411 | 1162.8764 | 1103.1611 | 1073.5345 | 998.5741 | 854.9802 | 816.1178 | 811.7218 | 392.291 | 382.9861 | 373.1173 | 371.7208 | 355.4307 | 303.0704 | 292.8946 | 296.947 | 1889.1626 | 1839.1108 | 1754.0645 | 1715.1758 | 1604.5429 | 1372.5272 | 1313.512 | 1311.7363 | 0.14518 | 0.12921 | 0.11412 | 0.099931 | 0.086628 | 0.074215 | 0.062692 | 0.052059 | 618.4675 | 550.4228 | 277.322 | 242.8331 | 210.5068 | 180.3432 | 152.3423 | 126.504 | 279.3266 | 248.5947 | 77.2621 | 67.6535 | 58.6474 | 50.2438 | 42.4427 | 35.2441 | 33.8004 | 31.5221 | 29.2543 | 27.0728 | 25.0829 | 23.1662 | 21.1465 | 19.2531 | 2839.2326 | 2647.8563 | 2457.3646 | 2274.1118 | 2106.9651 | 1945.9577 | 1776.3074 | 1617.2619 | 946.4109 | 882.6188 | 819.1215 | 758.0373 | 702.3217 | 648.6526 | 592.1025 | 539.0873 | 86.26% | 86.62% | 87.24% | 87.52% | 88.33% | 90.01% | 90.44% | 90.46% | 81.51% | 82.57% | 84.47% | 85.36% | 86.43% | 87.89% | 88.78% | 89.42% | 83.43% | 84.2% | 85.9% | 86.48% | 87.42% | 88.98% | 89.63% | 89.96%
CA_IMPERIAL_747185_TY3A | Imperial | Imperial | CA | 181215 | 2 | Hot-Dry | Pacific | 32.83 | -115.58 | 2.8 | 0.5 | 7579.0249 | 29308 | 558434216.649 | 581702309.0094 | 438.9025 | 3.1411 | 3.1162 | 2.9823 | 2.9188 | 2.7912 | 2.4137 | 2.3258 | 2.3657 | 0.060831 | 0.058826 | 0.056724 | 0.054264 | 0.051785 | 0.049258 | 0.046527 | 0.043827 | 5.1098 | 4.9414 | 4.7648 | 4.5582 | 4.3499 | 4.1377 | 3.9083 | 3.6815 | 1.7033 | 1.6471 | 1.5883 | 1.5194 | 1.45 | 1.3792 | 1.3028 | 1.2272 | 410.4491 | 73.2945 | 136.8164 | 24.4315 | 7579.0249 | 7579.0249 | 3164.3408 | 499004996.1236 | 132521699.927 | 19374036.2309 | 19374036.2309 | 96.26% | 87.25% | 1.9395 | 0.10655 | 0.085502 | 0.066472 | 0.049457 | 0.034456 | 0.021469 | 0 | 0 | 0.20664 | 0.16583 | 0.12892 | 0.09592 | 0.066826 | 0.041638 | 0 | 0 | 12.2411 | 12.1416 | 11.5996 | 11.3285 | 10.8084 | 9.3334 | 8.9886 | 9.1326 | 57.1789 | 56.7178 | 54.0428 | 52.647 | 50.1359 | 43.2458 | 41.5853 | 42.1719 | 7.7485 | 7.7138 | 7.4494 | 7.3845 | 7.1828 | 6.2767 | 6.0389 | 6.1998 | 77.1685 | 76.5732 | 73.0917 | 71.36 | 68.1272 | 58.8559 | 56.6128 | 57.5042 | 0.21246 | 0.1705 | 0.13255 | 0.098622 | 0.068708 | 0.042811 | 0 | 0 | 905.0935 | 726.3285 | 322.1029 | 239.6521 | 166.9617 | 104.0316 | 0 | 0 | 408.7793 | 328.0413 | 89.7381 | 66.7673 | 46.5157 | 28.9833 | 0 | 0 | 1.4852 | 1.4387 | 1.3897 | 1.3313 | 1.2721 | 1.2115 | 1.1459 | 1.0809 | 124.7577 | 120.8479 | 116.7356 | 111.8276 | 106.8605 | 101.7679 | 96.2555 | 90.7955 | 41.5859 | 40.2826 | 38.9119 | 37.2759 | 35.6202 | 33.9226 | 32.0852 | 30.2652 | 82.54% | 82.68% | 83.46% | 83.85% | 84.58% | 86.66% | 87.17% | 86.97% | -18.92% | 0.7472% | 44.98% | 54.54% | 63.22% | 71.52% | 83.54% | 84.03% | 12.8% | 26.45% | 66.64% | 70.99% | 75.14% | 79.84% | 85.31% | 85.46%
CA_LOS-ANGELES-IAP_722950_TY3A | Los-Angeles | Los Angeles | CA | 10039107 | 3 | Marine | Pacific | 33.93 | -118.4 | 2.8 | 0.5 | 3089.9309 | 29308 | 1576761920.9148 | 1642460334.2862 | 1239.2593 | 3.5591 | 3.5156 | 3.4299 | 3.3815 | 3.2735 | 2.8588 | 2.7772 | 2.8369 | 0.068359 | 0.065036 | 0.061751 | 0.058287 | 0.055005 | 0.05188 | 0.048508 | 0.045246 | 5.7421 | 5.463 | 5.1871 | 4.8961 | 4.6204 | 4.3579 | 4.0747 | 3.8006 | 1.914 | 1.821 | 1.729 | 1.632 | 1.5401 | 1.4526 | 1.3582 | 1.2669 | 1158.92 | 206.95 | 386.3067 | 68.9833 | 3089.9309 | 3089.9309 | 2126.142 | 1420899584.6575 | 291039195.3777 | 59187559.2318 | 59187559.2318 | 96% | 83.1% | 0.79071 | 0.32858 | 0.29243 | 0.25829 | 0.22617 | 0.19606 | 0.16797 | 0.14189 | 0.11782 | 0.25981 | 0.23123 | 0.20423 | 0.17883 | 0.15503 | 0.13281 | 0.11219 | 0.093164 | 31.364 | 30.9707 | 30.1354 | 29.6362 | 28.6015 | 24.9763 | 24.2486 | 24.7493 | 105.6262 | 104.3548 | 101.472 | 99.7386 | 96.2001 | 83.9805 | 81.4555 | 83.1201 | 21.3815 | 21.2575 | 20.9599 | 20.8949 | 20.6308 | 17.8819 | 17.2713 | 17.6212 | 158.3717 | 156.583 | 152.5674 | 150.2697 | 145.4323 | 126.8387 | 122.9754 | 125.4907 | 0.26713 | 0.23774 | 0.20999 | 0.18387 | 0.1594 | 0.13656 | 0.11535 | 0.095788 | 1137.974 | 1012.7724 | 510.2697 | 446.8104 | 387.3304 | 331.8297 | 280.3082 | 232.766 | 513.9582 | 457.4118 | 142.1616 | 124.4818 | 107.9106 | 92.448 | 78.0941 | 64.8488 | 3.0389 | 2.8947 | 2.7516 | 2.5989 | 2.453 | 2.3138 | 2.163 | 2.0165 | 255.2689 | 243.1578 | 231.1383 | 218.3084 | 206.0548 | 194.3575 | 181.69 | 169.3865 | 85.0896 | 81.0526 | 77.0461 | 72.7695 | 68.6849 | 64.7858 | 60.5633 | 56.4622 | 87.26% | 87.4% | 87.72% | 87.91% | 88.3% | 89.79% | 90.1% | 89.9% | 40.65% | 45.97% | 65.8% | 68.8% | 71.73% | 75% | 77.6% | 79.8% | 55.45% | 59.11% | 78.13% | 79.55% | 81.05% | 83.28% | 84.6% | 85.47%
CA_SACRAMENTO-METRO-AP_724839_TY3A | Sacramento | Sacramento | CA | 1552058 | 3 | Hot-Dry | Pacific | 38.7 | -121.58 | 2.8 | 0.5 | 5077.7158 | 29308 | 9934932919.7146 | 10348888458.0359 | 7808.381 | 33.0641 | 32.3344 | 30.8515 | 30.1629 | 28.4138 | 24.8394 | 23.9185 | 24.0992 | 0.61433 | 0.58001 | 0.54555 | 0.51097 | 0.47824 | 0.44613 | 0.41247 | 0.38002 | 51.6035 | 48.7208 | 45.8266 | 42.9213 | 40.1725 | 37.4746 | 34.6475 | 31.9214 | 17.2012 | 16.2403 | 15.2755 | 14.3071 | 13.3908 | 12.4915 | 11.5492 | 10.6405 | 7302.1757 | 1303.9599 | 2434.0586 | 434.6533 | 5077.7158 | 5077.7158 | 3764.5524 | 9339276969.3894 | 2389049057.1909 | 159430720.7346 | 159430720.7346 | 98.32% | 93.74% | 1.2994 | 0.10655 | 0.085502 | 0.066472 | 0.049457 | 0.034456 | 0.021469 | 0 | 0 | 0.13844 | 0.1111 | 0.086373 | 0.064263 | 0.044771 | 0.027896 | 0 | 0 | 205.4535 | 201.0367 | 191.3825 | 186.7543 | 175.6037 | 153.4011 | 147.5612 | 148.637 | 872.1031 | 854.0793 | 811.1908 | 789.7534 | 741.2278 | 647.0921 | 621.9181 | 626.5848 | 51.8008 | 50.9669 | 50.2192 | 50.7874 | 49.0778 | 42.7757 | 41.7854 | 42.3056 | 1129.3573 | 1106.0828 | 1052.7924 | 1027.2951 | 965.9094 | 843.269 | 811.2647 | 817.5274 | 0.14234 | 0.11423 | 0.088806 | 0.066074 | 0.046033 | 0.028682 | 0 | 0 | 606.3851 | 486.618 | 215.7991 | 160.5596 | 111.8592 | 69.698 | 0 | 0 | 273.8697 | 219.7777 | 60.1218 | 44.732 | 31.1641 | 19.4179 | 0 | 0 | 20.9244 | 19.8193 | 18.701 | 17.5569 | 16.463 | 15.3824 | 14.2473 | 13.1452 | 1757.651 | 1664.8182 | 1570.8844 | 1474.7765 | 1382.8916 | 1292.1196 | 1196.7718 | 1104.1979 | 585.8837 | 554.9394 | 523.6281 | 491.5922 | 460.9639 | 430.7065 | 398.9239 | 368.066 | 85.6% | 85.89% | 86.57% | 86.89% | 87.67% | 89.23% | 89.64% | 89.56% | 78.83% | 80.25% | 82.78% | 83.85% | 85.07% | 86.62% | 87.81% | 88.33% | 81.46% | 82.46% | 84.74% | 85.42% | 86.4% | 87.93% | 88.7% | 88.93%
CA_SAN-JOSE-IAP_724945_TY3A | San-Jose | Santa Clara | CA | 1927852 | 3 | Marine | Pacific | 37.37 | -121.93 | 2.8 | 0.5 | 3908.6553 | 29308 | 6223451269.5298 | 6482761739.0936 | 4891.3344 | 17.0075 | 16.6701 | 15.903 | 15.5955 | 14.6992 | 12.8225 | 12.3704 | 12.5115 | 0.32198 | 0.30451 | 0.28723 | 0.26917 | 0.25195 | 0.2348 | 0.21651 | 0.1988 | 27.0466 | 25.5792 | 24.1273 | 22.6099 | 21.1639 | 19.723 | 18.1866 | 16.6992 | 9.0155 | 8.5264 | 8.0424 | 7.5366 | 7.0546 | 6.5743 | 6.0622 | 5.5664 | 4574.2367 | 816.828 | 1524.7456 | 272.276 | 3908.6553 | 3908.6553 | 3279.0629 | 5763728225.1888 | 1385147777.4236 | 149102801.0046 | 149102801.0046 | 97.48% | 90.28% | 1.0002 | 0.32858 | 0.29243 | 0.25829 | 0.22617 | 0.19606 | 0.16797 | 0.14189 | 0.11782 | 0.32865 | 0.29249 | 0.25835 | 0.22622 | 0.1961 | 0.168 | 0.14192 | 0.11785 | 132.1654 | 129.6019 | 123.2448 | 120.5274 | 113.3177 | 98.7826 | 95.172 | 96.2249 | 508.8034 | 499.4732 | 474.0922 | 462.9188 | 434.5285 | 378.1085 | 363.907 | 367.8323 | 49.1856 | 48.4599 | 47.5415 | 47.9696 | 46.424 | 40.2785 | 39.2794 | 39.8299 | 690.1544 | 677.535 | 644.8786 | 631.4158 | 594.2702 | 517.1697 | 498.3584 | 503.8871 | 0.33791 | 0.30073 | 0.26563 | 0.23259 | 0.20163 | 0.17274 | 0.14592 | 0.12117 | 1439.4976 | 1281.122 | 645.4734 | 565.1997 | 489.9596 | 419.7531 | 354.5802 | 294.4409 | 650.1393 | 578.61 | 179.8294 | 157.4651 | 136.5031 | 116.9435 | 98.7863 | 82.0315 | 12.9917 | 12.3117 | 11.6394 | 10.9209 | 10.2259 | 9.5317 | 8.7872 | 8.0646 | 1091.2991 | 1034.1788 | 977.7124 | 917.3567 | 858.9719 | 800.6632 | 738.124 | 677.4283 | 363.7664 | 344.7263 | 325.9041 | 305.7856 | 286.324 | 266.8877 | 246.0413 | 225.8094 | 85.94% | 86.2% | 86.86% | 87.13% | 87.89% | 89.45% | 89.84% | 89.72% | 68.81% | 71.01% | 78.03% | 79.52% | 81.17% | 83.15% | 84.57% | 85.69% | 74.62% | 76.15% | 82.86% | 83.69% | 84.84% | 86.57% | 87.43% | 87.9%
CO_ALAMOSA-SAN-LUIS-VAL-RGNL_724620_TY3A | Alamosa | Alamosa | CO | 16233 | 6 | Cold | Rocky Mountains | 37.43 | -105.87 | 3.1 | 0.5 | 5891.316 | 29308 | 58965576479.5933 | 61422475499.5764 | 46344.1164 | 1070.6855 | 1090.6228 | 1002.1107 | 934.7754 | 990.2921 | 908.6835 | 992.2564 | 1156.2577 | 0.93093 | 0.66085 | 0.48663 | 0.3594 | 0.28456 | 0.25357 | 0.20801 | 0.19609 | 78.1982 | 55.5111 | 40.8769 | 30.1897 | 23.903 | 21.2998 | 17.4729 | 16.4713 | 26.0661 | 18.5037 | 13.6256 | 10.0632 | 7.9677 | 7.0999 | 5.8243 | 5.4904 | 47983.2379 | 7739.2319 | 15994.4126 | 2579.744 | 5891.316 | 5891.316 | 9771.7191 | 42923495400.8418 | 17531955286.6119 | 13141394666.5234 | 13141394666.5234 | 76.56% | 57.16% | 1.5076 | 0.066472 | 0.049457 | 0.034456 | 0.021469 | 0 | 0 | 0 | 0 | 0.10021 | 0.07456 | 0.051945 | 0.032366 | 0 | 0 | 0 | 0 | 5341.7882 | 5442.6674 | 5002.8411 | 4669.6921 | 4946.575 | 4540.4505 | 4957.2432 | 5774.7178 | 24776.0632 | 25171.9304 | 23134.3917 | 21610.1707 | 22870.69 | 21018.8972 | 22941.4842 | 26684.6362 | 20264.0545 | 21085.7348 | 19459.3318 | 17754.1972 | 18984.6573 | 17196.4764 | 18819.5681 | 22225.9574 | 50381.9059 | 51700.3327 | 47596.5645 | 44034.0599 | 46801.9224 | 42755.8241 | 46718.2955 | 54685.3113 | 0.10304 | 0.076661 | 0.053408 | 0.033278 | 0 | 0 | 0 | 0 | 438.9317 | 326.5754 | 129.7824 | 80.8657 | 0 | 0 | 0 | 0 | 198.2405 | 147.4956 | 36.1575 | 22.5292 | 0 | 0 | 0 | 0 | 43.0576 | 31.0597 | 23.1931 | 17.257 | 13.6055 | 12.1315 | 9.943 | 9.3893 | 3616.8344 | 2609.0133 | 1948.2238 | 1449.586 | 1142.8655 | 1019.0429 | 835.2106 | 788.6984 | 1205.6115 | 869.6711 | 649.4079 | 483.1953 | 380.9552 | 339.681 | 278.4035 | 262.8995 | -6.258% | -8.993% | -0.5287% | 6.863% | 1.125% | 9.517% | 1.306% | -15.13% | 47.26% | 47.06% | 51.82% | 55.78% | 53.49% | 57.5% | 53.87% | 46.27% | 21.55% | 20.16% | 26.77% | 32.38% | 28.42% | 34.54% | 28.7% | 16.85%
CO_ASPEN-PITKIN-CO-SAR_724676_TY3A | Aspen | Pitkin | CO | 17767 | 7 | Very Cold | Rocky Mountains | 39.22 | -106.87 | 3.1 | 0.5 | 4809.3618 | 29308 | 48490688304.9008 | 50511133650.9381 | 38111.3564 | 706.254 | 714.9809 | 656.7343 | 615.1574 | 649.3799 | 596.7942 | 650.9088 | 754.4498 | 0.62889 | 0.44653 | 0.33034 | 0.24716 | 0.19912 | 0.17834 | 0.14951 | 0.14276 | 52.8271 | 37.5087 | 27.7484 | 20.7612 | 16.7258 | 14.9804 | 12.5592 | 11.9916 | 17.609 | 12.5029 | 9.2495 | 6.9204 | 5.5753 | 4.9935 | 4.1864 | 3.9972 | 39459.2976 | 6364.4028 | 13153.0992 | 2121.4676 | 4809.3618 | 4809.3618 | 7830.4282 | 39958326800.8252 | 15550744886.3775 | 6050377939.7766 | 6050377939.7766 | 86.85% | 71.99% | 1.2307 | 0.066472 | 0.049457 | 0.034456 | 0.021469 | 0 | 0 | 0 | 0 | 0.081808 | 0.060867 | 0.042405 | 0.026422 | 0 | 0 | 0 | 0 | 4334.2575 | 4386.7762 | 4026.7631 | 3773.7012 | 3982.9484 | 3660.7346 | 3992.06 | 4626.1117 | 21774.1561 | 22090.6341 | 20294.462 | 18983.0114 | 20058.6667 | 18429.1601 | 20108.3374 | 23336.4389 | 8953.5333 | 9195.6002 | 8568.1464 | 7867.2763 | 8364.4676 | 7622.9826 | 8334.2816 | 9755.3228 | 35061.9469 | 35673.0105 | 32889.3715 | 30623.989 | 32406.0827 | 29712.8773 | 32434.679 | 37717.8733 | 0.084113 | 0.062582 | 0.0436 | 0.027166 | 0 | 0 | 0 | 0 | 358.3209 | 266.5991 | 105.9475 | 66.0145 | 0 | 0 | 0 | 0 | 161.8332 | 120.4077 | 29.5171 | 18.3917 | 0 | 0 | 0 | 0 | 31.5665 | 22.7674 | 17.1964 | 13.0836 | 10.6174 | 9.4732 | 7.9355 | 7.6045 | 2651.5896 | 1912.4624 | 1444.4985 | 1099.0184 | 891.8625 | 795.7447 | 666.5824 | 638.7777 | 883.8632 | 637.4875 | 481.4995 | 366.3395 | 297.2875 | 265.2482 | 222.1941 | 212.9259 | 9.675% | 8.122% | 15.16% | 20.92% | 16.39% | 23.24% | 16.32% | 2.954% | 55.05% | 55.3% | 59.3% | 62.41% | 60.64% | 63.92% | 60.87% | 54.72% | 33.27% | 32.68% | 38.21% | 42.58% | 39.48% | 44.47% | 39.57% | 29.95%
CO_DENVER-IAP_725650_TY3A | Denver | Denver | CO | 727211 | 5 | Cold | Rocky Mountains | 39.83 | -104.65 | 3.1 | 0.5 | 4660.4537 | 29308 | 35291733190.2531 | 36762222073.1803 | 27737.6104 | 503.0384 | 510.6694 | 469.6118 | 438.6798 | 463.5104 | 425.4787 | 464.4001 | 540.1285 | 0.45444 | 0.32021 | 0.2377 | 0.17638 | 0.14143 | 0.12622 | 0.10638 | 0.10166 | 38.173 | 26.8976 | 19.9664 | 14.8162 | 11.8805 | 10.6022 | 8.9356 | 8.5396 | 12.7243 | 8.9659 | 6.6555 | 4.9387 | 3.9602 | 3.5341 | 2.9785 | 2.8465 | 28718.6479 | 4632.04 | 9572.8826 | 1544.0133 | 4660.4537 | 4660.4537 | 7839.4781 | 30820785335.9772 | 10650726539.4535 | 2685577108.5589 | 2685577108.5589 | 91.98% | 79.86% | 1.1926 | 0.066472 | 0.049457 | 0.034456 | 0.021469 | 0 | 0 | 0 | 0 | 0.079275 | 0.058983 | 0.041092 | 0.025604 | 0 | 0 | 0 | 0 | 3190.7382 | 3237.8744 | 2977.1362 | 2782.8152 | 2939.6725 | 2699.2326 | 2945.9105 | 3425.0463 | 15128.2847 | 15370.7062 | 14130.1896 | 13155.2354 | 13907.9293 | 12743.8982 | 13903.7358 | 16176.3374 | 3872.4752 | 3977.7109 | 3711.0236 | 3422.8517 | 3635.1815 | 3314.398 | 3625.104 | 4240.5889 | 22191.4981 | 22586.2915 | 20818.3494 | 19360.9023 | 20482.7833 | 18757.5288 | 20474.7503 | 23841.9726 | 0.081509 | 0.060644 | 0.04225 | 0.026325 | 0 | 0 | 0 | 0 | 347.2265 | 258.3446 | 102.6672 | 63.9706 | 0 | 0 | 0 | 0 | 156.8225 | 116.6796 | 28.6032 | 17.8223 | 0 | 0 | 0 | 0 | 20.1841 | 14.3195 | 10.7697 | 8.0556 | 6.4851 | 5.7364 | 4.8316 | 4.5993 | 1695.4645 | 1202.8343 | 904.6538 | 676.6677 | 544.7482 | 481.8557 | 405.8527 | 386.3412 | 565.1548 | 400.9448 | 301.5513 | 225.5559 | 181.5827 | 160.6186 | 135.2842 | 128.7804 | 21.42% | 20.04% | 26.19% | 31.29% | 27.37% | 33.4% | 27.4% | 15.69% | 60.68% | 60.98% | 64.56% | 67.34% | 65.84% | 68.73% | 66.08% | 60.69% | 41.8% | 41.32% | 46.23% | 50.11% | 47.45% | 51.84% | 47.59% | 39.16%
CO_TRINIDAD-LAS-ANIMAS-CO-AP_724645_TY3A | Trinidad | Las Animas | CO | 14506 | 4 | Cold | Rocky Mountains | 37.27 | -104.33 | 3.1 | 0.5 | 4535.1127 | 29308 | 30935133993.9091 | 32224097910.322 | 24313.5323 | 437.2376 | 445.2692 | 409.2444 | 381.0081 | 403.5536 | 369.448 | 402.8374 | 469.8631 | 0.36738 | 0.2574 | 0.18795 | 0.13709 | 0.10543 | 0.093057 | 0.0764 | 0.072074 | 30.8599 | 21.6214 | 15.7877 | 11.5151 | 8.8564 | 7.8168 | 6.4176 | 6.0542 | 10.2866 | 7.2071 | 5.2626 | 3.8384 | 2.9521 | 2.6056 | 2.1392 | 2.0181 | 25173.4653 | 4060.2363 | 8391.1551 | 1353.4121 | 4535.1127 | 4535.1127 | 7407.6754 | 25792009242.5905 | 9065332132.8722 | 3635591660.6588 | 3635591660.6588 | 87.65% | 71.38% | 1.1605 | 0.066472 | 0.049457 | 0.034456 | 0.021469 | 0 | 0 | 0 | 0 | 0.077143 | 0.057396 | 0.039987 | 0.024915 | 0 | 0 | 0 | 0 | 2762.5912 | 2810.6282 | 2581.2023 | 2404.1246 | 2545.4385 | 2331.1025 | 2542.5144 | 2963.3686 | 13076.557 | 13312.5929 | 12215.1616 | 11339.6026 | 12012.4908 | 10985.9959 | 11978.4621 | 13968.4079 | 5464.0181 | 5676.4086 | 5315.3166 | 4932.4874 | 5254.7877 | 4780.0937 | 5185.2231 | 6118.399 | 21303.1662 | 21799.6297 | 20111.6805 | 18676.2146 | 19812.7171 | 18097.1921 | 19706.1995 | 23050.1755 | 0.079316 | 0.059013 | 0.041114 | 0.025617 | 0 | 0 | 0 | 0 | 337.888 | 251.3965 | 99.906 | 62.2501 | 0 | 0 | 0 | 0 | 152.6048 | 113.5415 | 27.8339 | 17.3429 | 0 | 0 | 0 | 0 | 17.7098 | 12.4513 | 9.1285 | 6.585 | 4.9551 | 4.3296 | 3.5362 | 3.3086 | 1487.6253 | 1045.9123 | 766.7949 | 553.1394 | 416.2275 | 363.6884 | 297.0397 | 277.9249 | 495.8751 | 348.6374 | 255.5983 | 184.3798 | 138.7425 | 121.2295 | 99.0132 | 92.6416 | 13.93% | 11.95% | 18.65% | 24.37% | 19.84% | 26.68% | 20.27% | 6.993% | 57.18% | 57.24% | 61.13% | 64.23% | 62.51% | 65.77% | 62.93% | 56.82% | 36.38% | 35.49% | 40.84% | 45.19% | 42.11% | 47.09% | 42.53% | 32.98%
CT_BRIDGEPORT-SIKORSKY-MEM_725040_TY3A | Bridgeport | Fairfield | CT | 943332 | 5 | Cold | Northeast | 41.18 | -73.15 | 0.9 | 0.5 | 4322.3542 | 29308 | 46022424050.2355 | 47940025052.3288 | 36171.419 | 155.7716 | 158.8831 | 149.9342 | 146.732 | 141.4511 | 136.0792 | 141.7219 | 156.6138 | 0.64519 | 0.59532 | 0.54911 | 0.51615 | 0.49399 | 0.48082 | 0.4836 | 0.48957 | 54.1956 | 50.0068 | 46.1255 | 43.357 | 41.4951 | 40.3888 | 40.6225 | 41.1235 | 18.0652 | 16.6689 | 15.3752 | 14.4523 | 13.8317 | 13.4629 | 13.5408 | 13.7078 | 10872.7977 | 6040.4432 | 3624.2659 | 2013.4811 | 4322.3542 | 4322.3542 | 7251.8454 | 37983837591.2426 | 12352233990.3344 | 6209165396.3997 | 6209165396.3997 | 85.95% | 66.55% | 1.1061 | 0.066472 | 0.049457 | 0.034456 | 0.021469 | 0 | 0 | 0 | 0 | 0.073524 | 0.054704 | 0.038111 | 0.023747 | 0 | 0 | 0 | 0 | 1042.1749 | 1062.78 | 1002.4044 | 979.0223 | 944.4072 | 907.088 | 945.6429 | 1043.0444 | 5735.8592 | 5851.4789 | 5511.3714 | 5383.3294 | 5198.2478 | 4992.5437 | 5199.7582 | 5746.0564 | 2874.6491 | 2939.0745 | 2745.9214 | 2726.8619 | 2622.7404 | 2546.1032 | 2613.0017 | 2963.388 | 9652.6832 | 9853.3334 | 9259.6972 | 9089.2136 | 8765.3954 | 8445.735 | 8758.4029 | 9752.4889 | 0.075595 | 0.056245 | 0.039185 | 0.024416 | 0 | 0 | 0 | 0 | 322.0364 | 239.6026 | 95.219 | 59.3297 | 0 | 0 | 0 | 0 | 145.4456 | 108.2149 | 26.5281 | 16.5293 | 0 | 0 | 0 | 0 | 41.2885 | 38.208 | 35.3954 | 33.2804 | 31.9699 | 31.0809 | 31.3315 | 31.4975 | 3468.2299 | 3209.4747 | 2973.212 | 2795.5532 | 2685.4714 | 2610.7995 | 2631.8479 | 2645.7872 | 1156.0766 | 1069.8249 | 991.0707 | 931.8511 | 895.1571 | 870.2665 | 877.2826 | 881.9291 | 73.43% | 72.88% | 74.51% | 74.97% | 75.86% | 76.74% | 75.88% | 73.15% | 74.78% | 75.04% | 76.86% | 77.58% | 78.5% | 79.24% | 78.62% | 76.73% | 73.91% | 73.73% | 75.52% | 76.08% | 76.98% | 77.8% | 77.04% | 74.67%
DE_WILMINGTON-NEWCASTLE-CO-AP_724089_TY3A | Wilmington | New Castle | DE | 558753 | 4 | Mixed-Humid | Southeast | 39.67 | -75.6 | 0.9 | 0.5 | 4995.0556 | 29308 | 40332116940.2888 | 42012621812.8008 | 31699.1104 | 278.0886 | 289.2106 | 256.2084 | 243.0668 | 257.1095 | 243.8841 | 230.3328 | 186.7478 | 0.71348 | 0.57078 | 0.4286 | 0.33788 | 0.25434 | 0.23127 | 0.20818 | 0.20101 | 59.9327 | 47.9456 | 36.0022 | 28.3821 | 21.3644 | 19.4265 | 17.4874 | 16.8849 | 19.9776 | 15.9819 | 12.0007 | 9.4607 | 7.1215 | 6.4755 | 5.8291 | 5.6283 | 9528.4626 | 5293.5903 | 3176.1542 | 1764.5301 | 4995.0556 | 4995.0556 | 6905.1655 | 34579211464.9708 | 11304680171.4886 | 4146193979.8331 | 4146193979.8331 | 89.29% | 73.17% | 1.2782 | 0 | 0 | 0 | 0 | 0 | 0 | 0 | 0 | 0 | 0 | 0 | 0 | 0 | 0 | 0 | 0 | 1668.6847 | 1735.5104 | 1535.286 | 1456.1894 | 1540.2658 | 1459.836 | 1378.946 | 1118.9123 | 9502.3449 | 9886.8367 | 8695.6107 | 8272.6692 | 8747.7315 | 8294.0018 | 7847.8376 | 6356.8511 | 3611.8555 | 3746.9405 | 3260.7801 | 3187.1098 | 3375.9327 | 3266.4404 | 3113.6335 | 2430.598 | 14782.8851 | 15369.2875 | 13491.6769 | 12915.9683 | 13663.93 | 13020.2782 | 12340.4171 | 9906.3615 | 0 | 0 | 0 | 0 | 0 | 0 | 0 | 0 | 0 | 0 | 0 | 0 | 0 | 0 | 0 | 0 | 0 | 0 | 0 | 0 | 0 | 0 | 0 | 0 | 39.0003 | 31.7194 | 24.1557 | 19.1713 | 14.4704 | 13.2844 | 12.1348 | 11.7642 | 3276.0283 | 2664.4271 | 2029.0755 | 1610.3914 | 1215.5136 | 1115.8891 | 1019.3201 | 988.193 | 1092.0094 | 888.1424 | 676.3585 | 536.7971 | 405.1712 | 371.963 | 339.7734 | 329.3977 | 53.77% | 51.95% | 57.78% | 59.56% | 57.24% | 59.24% | 61.35% | 68.93% | 61.46% | 61.51% | 66.85% | 68.96% | 68.21% | 69.78% | 71.43% | 76.68% | 57.02% | 56% | 61.61% | 63.54% | 61.88% | 63.7% | 65.61% | 72.21%
FL_JACKSONVILLE-IAP_722060_TY3A | Jacksonville | Duval | FL | 957755 | 2 | Hot-Humid | Southeast | 30.5 | -81.7 | 1 | 0.5 | 5606.279 | 29308 | 4105322165.2247 | 4276377255.4424 | 3226.5864 | 56.665 | 50.8126 | 43.507 | 38.9969 | 39.2599 | 40.7556 | 36.8371 | 34.3022 | 0.11738 | 0.10879 | 0.10096 | 0.094889 | 0.090751 | 0.087945 | 0.085334 | 0.082764 | 9.8598 | 9.1382 | 8.4808 | 7.9707 | 7.6231 | 7.3874 | 7.1681 | 6.9522 | 3.2866 | 3.0461 | 2.8269 | 2.6569 | 2.541 | 2.4625 | 2.3894 | 2.3174 | 1077.6471 | 538.8235 | 359.2157 | 179.6078 | 5606.279 | 5606.279 | 4009.2136 | 3877018528.376 | 1038499885.2926 | 69500868.6594 | 69500868.6594 | 98.24% | 93.73% | 1.4346 | 0 | 0 | 0 | 0 | 0 | 0 | 0 | 0 | 0 | 0 | 0 | 0 | 0 | 0 | 0 | 0 | 307.9147 | 276.41 | 237.0748 | 212.3968 | 213.5136 | 221.447 | 200.3156 | 186.4347 | 1612.5453 | 1453.8797 | 1256.0942 | 1124.7804 | 1124.6707 | 1159.745 | 1053.1474 | 982.4835 | 113.4747 | 102.4225 | 89.1422 | 77.8259 | 79.2485 | 83.2184 | 76.2536 | 71.8823 | 2033.9348 | 1832.7122 | 1582.3112 | 1415.0032 | 1417.4328 | 1464.4104 | 1329.7166 | 1240.8005 | 0 | 0 | 0 | 0 | 0 | 0 | 0 | 0 | 0 | 0 | 0 | 0 | 0 | 0 | 0 | 0 | 0 | 0 | 0 | 0 | 0 | 0 | 0 | 0 | 4.1686 | 3.8874 | 3.6299 | 3.4338 | 3.3012 | 3.2075 | 3.1179 | 3.0305 | 350.1593 | 326.5378 | 304.9094 | 288.4399 | 277.3036 | 269.434 | 261.9045 | 254.5656 | 116.7198 | 108.8459 | 101.6365 | 96.1466 | 92.4345 | 89.8113 | 87.3015 | 84.8552 | 38.05% | 44.08% | 51.61% | 56.67% | 56.6% | 55.18% | 59.25% | 61.95% | 51.44% | 55.96% | 61.45% | 65.16% | 65.34% | 64.55% | 67.43% | 69.38% | 43.78% | 49.16% | 55.82% | 60.31% | 60.34% | 59.19% | 62.76% | 65.13%
FL_MIAMI-IAP_722020_TY3A | Miami | Miami-Dade | FL | 2716940 | 1 | Hot-Humid | Southeast | 25.82 | -80.3 | 1 | 0.5 | 5513.6965 | 29308 | 1124464.3636 | 1171317.0454 | 0.88378 | 0.015188 | 0.013548 | 0.011625 | 0.010101 | 0.010389 | 0.011128 | 0.0099318 | 0.0095586 | 3.4407e-05 | 3.312e-05 | 3.209e-05 | 3.1399e-05 | 3.0911e-05 | 3.0002e-05 | 2.9359e-05 | 2.7837e-05 | 0.0028902 | 0.0027821 | 0.0026955 | 0.0026375 | 0.0025965 | 0.0025201 | 0.0024662 | 0.0023383 | 0.00096339 | 0.00092737 | 0.00089851 | 0.00087916 | 0.0008655 | 0.00084005 | 0.00082206 | 0.00077945 | 0.29517 | 0.14759 | 0.098391 | 0.049195 | 5513.6965 | 5513.6965 | 1495.038 | 1083418.0588 | 277868.6315 | 0 | 0 | 100% | 100% | 1.411 | 0 | 0 | 0 | 0 | 0 | 0 | 0 | 0 | 0 | 0 | 0 | 0 | 0 | 0 | 0 | 0 | 0.082041 | 0.073245 | 0.062929 | 0.054641 | 0.056119 | 0.060064 | 0.053659 | 0.051641 | 0.42886 | 0.38308 | 0.32942 | 0.28588 | 0.29335 | 0.31381 | 0.28052 | 0.26997 | 0 | 0 | 0 | 0 | 0 | 0 | 0 | 0 | 0.5109 | 0.45633 | 0.39234 | 0.34053 | 0.34946 | 0.37387 | 0.33418 | 0.32162 | 0 | 0 | 0 | 0 | 0 | 0 | 0 | 0 | 0 | 0 | 0 | 0 | 0 | 0 | 0 | 0 | 0 | 0 | 0 | 0 | 0 | 0 | 0 | 0 | 0.001154 | 0.0011123 | 0.0010793 | 0.0010576 | 0.0010424 | 0.0010124 | 0.00099142 | 0.0009408 | 0.096937 | 0.093437 | 0.090658 | 0.088841 | 0.087558 | 0.085042 | 0.083279 | 0.079027 | 0.032312 | 0.031146 | 0.030219 | 0.029614 | 0.029186 | 0.028347 | 0.02776 | 0.026342 | 43.17% | 49.15% | 56.18% | 61.9% | 60.92% | 58.22% | 62.61% | 64% | 54.79% | 59.06% | 63.98% | 67.94% | 67.37% | 65.76% | 68.82% | 70.07% | 48.14% | 53.39% | 59.52% | 64.49% | 63.68% | 61.45% | 65.27% | 66.6%
GA_ATLANTA-HARTSFIELD-IAP_722190_TY3A | Atlanta | Fulton | GA | 1063937 | 3 | Mixed-Humid | Southeast | 33.63 | -84.43 | 1 | 0.5 | 5176.5448 | 29308 | 16062515583.8068 | 16731787066.4655 | 12624.3672 | 237.4963 | 217.7384 | 182.6715 | 164.5389 | 163.8463 | 160.4187 | 141.5121 | 130.4453 | 0.21725 | 0.19121 | 0.16607 | 0.14903 | 0.13646 | 0.12916 | 0.11805 | 0.1151 | 18.2492 | 16.0619 | 13.9498 | 12.5183 | 11.4626 | 10.8496 | 9.9163 | 9.6681 | 6.0831 | 5.354 | 4.6499 | 4.1728 | 3.8209 | 3.6165 | 3.3054 | 3.2227 | 4216.4103 | 2108.2052 | 1405.4701 | 702.7351 | 5176.5448 | 5176.5448 | 5303.0331 | 14982960224.8521 | 4416103387.6471 | 458019065.6297 | 458019065.6297 | 97.03% | 90.6% | 1.3247 | 0 | 0 | 0 | 0 | 0 | 0 | 0 | 0 | 0 | 0 | 0 | 0 | 0 | 0 | 0 | 0 | 1357.7902 | 1243.1314 | 1042.5849 | 940.0625 | 935.9689 | 917.7515 | 808.5683 | 745.7646 | 7414.931 | 6822.6004 | 5742.7326 | 5150.1168 | 5127.8465 | 5000.7027 | 4421.4738 | 4065.7418 | 842.8258 | 776.7351 | 652.9099 | 576.5769 | 572.5009 | 540.1856 | 461.31 | 430.3155 | 9615.547 | 8842.4669 | 7438.2274 | 6666.7562 | 6636.3164 | 6458.6397 | 5691.3522 | 5241.8218 | 0 | 0 | 0 | 0 | 0 | 0 | 0 | 0 | 0 | 0 | 0 | 0 | 0 | 0 | 0 | 0 | 0 | 0 | 0 | 0 | 0 | 0 | 0 | 0 | 8.6246 | 7.6149 | 6.6353 | 5.9817 | 5.4876 | 5.2017 | 4.7606 | 4.6334 | 724.4693 | 639.651 | 557.3633 | 502.4632 | 460.9621 | 436.9409 | 399.892 | 389.2056 | 241.4898 | 213.217 | 185.7878 | 167.4877 | 153.654 | 145.647 | 133.2973 | 129.7352 | 25.24% | 31.14% | 41.92% | 47.87% | 48.11% | 49.48% | 55.42% | 58.9% | 46.16% | 50.57% | 58.24% | 62.52% | 62.89% | 63.94% | 68.11% | 70.5% | 34.18% | 39.45% | 48.9% | 54.14% | 54.43% | 55.67% | 60.85% | 63.87%
GA_ROME-R-B-RUSSELL-AP_723200_TY3A | Rome | Floyd | GA | 98498 | 4 | Mixed-Humid | Southeast | 34.35 | -85.17 | 1 | 0.5 | 5040.0346 | 29308 | 13968981364.9055 | 14551022255.1098 | 10978.9497 | 192.4043 | 175.732 | 145.7225 | 132.7808 | 131.6817 | 128.8971 | 110.7433 | 100.7998 | 0.18018 | 0.1577 | 0.13522 | 0.11847 | 0.10817 | 0.10171 | 0.09202 | 0.088958 | 15.1354 | 13.2469 | 11.3582 | 9.9513 | 9.0865 | 8.5435 | 7.7297 | 7.4724 | 5.0451 | 4.4156 | 3.7861 | 3.3171 | 3.0288 | 2.8478 | 2.5766 | 2.4908 | 3666.8576 | 1833.4288 | 1222.2859 | 611.1429 | 5040.0346 | 5040.0346 | 5178.4676 | 13141396836.2449 | 3987142048.7226 | 306323611.0029 | 306323611.0029 | 97.72% | 92.87% | 1.2897 | 0 | 0 | 0 | 0 | 0 | 0 | 0 | 0 | 0 | 0 | 0 | 0 | 0 | 0 | 0 | 0 | 1131.925 | 1034.0816 | 856.4051 | 780.9253 | 775.0913 | 757.3643 | 650.7752 | 593.6704 | 6452.0947 | 5899.687 | 4914.9866 | 4458.9213 | 4414.4391 | 4335.8509 | 3731.8456 | 3372.706 | 511.531 | 464.0151 | 381.1756 | 341.8886 | 337.8232 | 329.2701 | 272.8505 | 246.0335 | 8095.5507 | 7397.7837 | 6152.5673 | 5581.7351 | 5527.3536 | 5422.4852 | 4655.4713 | 4212.4098 | 0 | 0 | 0 | 0 | 0 | 0 | 0 | 0 | 0 | 0 | 0 | 0 | 0 | 0 | 0 | 0 | 0 | 0 | 0 | 0 | 0 | 0 | 0 | 0 | 7.4866 | 6.5775 | 5.6629 | 4.9727 | 4.5512 | 4.2848 | 3.8791 | 3.7536 | 628.8715 | 552.5135 | 475.6836 | 417.7089 | 382.3047 | 359.9196 | 325.8459 | 315.3033 | 209.6238 | 184.1712 | 158.5612 | 139.2363 | 127.4349 | 119.9732 | 108.6153 | 105.1011 | 27.53% | 33.68% | 44.69% | 49.77% | 50.25% | 51.18% | 58.02% | 61.98% | 47.72% | 52.3% | 60.16% | 63.91% | 64.44% | 65.2% | 69.99% | 72.7% | 36.16% | 41.64% | 51.31% | 55.82% | 56.32% | 57.18% | 63.14% | 66.57%
GA_SAVANNAH-IAP_722070_TY3A | Savannah | Chatham | GA | 289430 | 2 | Hot-Humid | Southeast | 32.12 | -81.2 | 1 | 0.5 | 5734.4525 | 29308 | 6451542585.8095 | 6720356860.2182 | 5070.6032 | 104.5774 | 98.1268 | 82.7516 | 73.7083 | 73.578 | 70.5085 | 62.7456 | 58.641 | 0.095534 | 0.084032 | 0.074282 | 0.067271 | 0.062433 | 0.059679 | 0.055105 | 0.054508 | 8.0248 | 7.0587 | 6.2397 | 5.6508 | 5.2444 | 5.0131 | 4.6288 | 4.5786 | 2.6749 | 2.3529 | 2.0799 | 1.8836 | 1.7481 | 1.671 | 1.5429 | 1.5262 | 1693.5299 | 846.765 | 564.51 | 282.255 | 5734.4525 | 5734.4525 | 4332.5586 | 6123302303.6004 | 1760348194.3656 | 89755204.8826 | 89755204.8826 | 98.56% | 95.15% | 1.4674 | 0 | 0 | 0 | 0 | 0 | 0 | 0 | 0 | 0 | 0 | 0 | 0 | 0 | 0 | 0 | 0 | 551.3017 | 517.556 | 436.1612 | 388.7013 | 388.0633 | 371.4196 | 330.6378 | 309.3437 | 3087.0344 | 2900.4225 | 2455.3397 | 2175.27 | 2168.395 | 2084.0945 | 1863.5971 | 1732.2179 | 173.5169 | 160.8979 | 136.432 | 118.6727 | 117.2454 | 111.0923 | 95.5015 | 89.1411 | 3811.853 | 3578.8764 | 3027.9329 | 2682.6439 | 2673.7037 | 2566.6064 | 2289.7365 | 2130.7028 | 0 | 0 | 0 | 0 | 0 | 0 | 0 | 0 | 0 | 0 | 0 | 0 | 0 | 0 | 0 | 0 | 0 | 0 | 0 | 0 | 0 | 0 | 0 | 0 | 3.4521 | 3.0501 | 2.7157 | 2.475 | 2.3067 | 2.2117 | 2.0481 | 2.0304 | 289.9803 | 256.2074 | 228.1184 | 207.8977 | 193.7666 | 185.7821 | 172.0367 | 170.552 | 96.6601 | 85.4025 | 76.0395 | 69.2992 | 64.5889 | 61.9274 | 57.3456 | 56.8507 | 26.34% | 30.76% | 41.24% | 47.85% | 48.02% | 50.08% | 55.39% | 58.46% | 46.89% | 50.3% | 57.71% | 62.41% | 62.71% | 64.19% | 67.94% | 70.01% | 35.12% | 39.11% | 48.29% | 54.08% | 54.31% | 56.11% | 60.76% | 63.4%
IA_DES-MOINES-IAP_725460_TY3A | Des-Moines | Des Moines | IA | 38967 | 5 | Cold | Midwest | 41.53 | -93.67 | 2.2 | 0.5 | 5910.8598 | 29308 | 54664908183.7716 | 56942612691.4293 | 42963.9972 | 747.0962 | 743.5548 | 718.0985 | 670.0527 | 729.1223 | 794.7957 | 787.1616 | 716.5636 | 0.31849 | 0.21772 | 0.13668 | 0.098093 | 0.072536 | 0.056632 | 0.045377 | 0.042202 | 26.7534 | 18.2887 | 11.4815 | 8.2398 | 6.093 | 4.7571 | 3.8117 | 3.545 | 8.9178 | 6.0962 | 3.8272 | 2.7466 | 2.031 | 1.5857 | 1.2706 | 1.1817 | 31568.9845 | 7174.7692 | 10522.9948 | 2391.5897 | 5910.8598 | 5910.8598 | 9285.736 | 43194787036.4158 | 16117261434.0221 | 9516579355.8171 | 9516579355.8171 | 81.95% | 62.87% | 1.5126 | 0.066472 | 0.049457 | 0.034456 | 0.021469 | 0 | 0 | 0 | 0 | 0.10054 | 0.074808 | 0.052117 | 0.032474 | 0 | 0 | 0 | 0 | 3712.3017 | 3691.2827 | 3563.6424 | 3322.3934 | 3616.1112 | 3940.2925 | 3901.5863 | 3551.4484 | 23023.3852 | 22933.7042 | 22145.9138 | 20673.8941 | 22516.8022 | 24562.1318 | 24337.4009 | 22153.6434 | 15356.9459 | 15473.9389 | 15056.6288 | 14348.9664 | 15638.8815 | 17255.8258 | 17300.4731 | 15784.7756 | 42092.6329 | 42098.9258 | 40766.185 | 38345.2539 | 41771.7949 | 45758.2502 | 45539.4603 | 41489.8674 | 0.10338 | 0.076915 | 0.053586 | 0.033388 | 0 | 0 | 0 | 0 | 440.3878 | 327.6588 | 130.2129 | 81.134 | 0 | 0 | 0 | 0 | 198.8982 | 147.9849 | 36.2774 | 22.604 | 0 | 0 | 0 | 0 | 18.7486 | 13.1664 | 8.6175 | 6.3098 | 4.7405 | 3.6979 | 3.068 | 2.9331 | 1574.8832 | 1105.976 | 723.8677 | 530.0223 | 398.1986 | 310.62 | 257.7147 | 246.3799 | 524.9611 | 368.6587 | 241.2892 | 176.6741 | 132.7329 | 103.54 | 85.9049 | 82.1266 | 3.703% | 3.68% | 6.675% | 12.12% | 4.397% | -4.569% | -4.087% | 5.015% | 46.52% | 47.21% | 49.51% | 52.71% | 48.85% | 44.16% | 44.49% | 49.37% | 24.4% | 24.75% | 27.49% | 31.84% | 25.98% | 19.08% | 19.49% | 26.55%
IA_SIOUX-CITY-SIOUX-GATEWAY-AP_725570_TY3A | Sioux-City | Woodbury | IA | 103107 | 6 | Cold | Midwest | 42.38 | -96.38 | 2.2 | 0.5 | 6163.0136 | 29308 | 63301847917.5172 | 65939424914.08 | 49752.2178 | 934.0171 | 930.5313 | 898.3579 | 838.2298 | 911.685 | 993.948 | 984.7974 | 896.3632 | 0.39037 | 0.26582 | 0.16502 | 0.11742 | 0.087101 | 0.067991 | 0.053874 | 0.049759 | 32.7907 | 22.3287 | 13.8616 | 9.8636 | 7.3165 | 5.7113 | 4.5254 | 4.1797 | 10.9302 | 7.4429 | 4.6205 | 3.2879 | 2.4388 | 1.9038 | 1.5085 | 1.3932 | 36556.8172 | 8308.3675 | 12185.6057 | 2769.4558 | 6163.0136 | 6163.0136 | 9991.9029 | 47488610674.9808 | 18179344896.3394 | 13408680944.8676 | 13408680944.8676 | 77.98% | 57.55% | 1.5771 | 0.066472 | 0.049457 | 0.034456 | 0.021469 | 0 | 0 | 0 | 0 | 0.10483 | 0.077999 | 0.054341 | 0.033859 | 0 | 0 | 0 | 0 | 4417.6486 | 4399.9773 | 4245.9259 | 3956.9339 | 4305.755 | 4690.6177 | 4642.2361 | 4225.4668 | 25997.6184 | 25943.2062 | 25033.6489 | 23341.9843 | 25413.7744 | 27698.6443 | 27410.9262 | 24959.1089 | 20496.0968 | 20592.7013 | 19970.204 | 18934.4626 | 20587.7745 | 22708.9634 | 22802.2912 | 20773.1801 | 50911.3638 | 50935.8848 | 49249.7788 | 46233.3808 | 50307.3039 | 55098.2254 | 54855.4535 | 49957.7558 | 0.10779 | 0.080196 | 0.055871 | 0.034813 | 0 | 0 | 0 | 0 | 459.1745 | 341.6366 | 135.7677 | 84.5951 | 0 | 0 | 0 | 0 | 207.383 | 154.2978 | 37.825 | 23.5683 | 0 | 0 | 0 | 0 | 21.9161 | 15.2797 | 9.9115 | 7.1336 | 5.3879 | 4.2496 | 3.4138 | 3.1671 | 1840.9495 | 1283.4945 | 832.5644 | 599.2188 | 452.5845 | 356.9626 | 286.7573 | 266.0365 | 613.6498 | 427.8315 | 277.5215 | 199.7396 | 150.8615 | 118.9875 | 95.5858 | 88.6788 | -0.4442% | -0.4995% | 2.766% | 8.612% | 0.7039% | -8.576% | -8.117% | 1.364% | 44.33% | 45% | 47.43% | 50.85% | 46.87% | 42% | 42.32% | 47.42% | 21.2% | 21.52% | 24.46% | 29.13% | 23.11% | 15.96% | 16.35% | 23.72%
ID_BOISE-AIR-TERMINAL_726810_TY3A | Boise | Ada | ID | 481587 | 5 | Cold | Rocky Mountains | 43.62 | -116.21 | 2.1 | 0.5 | 4880.9875 | 29308 | 37456489157.9629 | 39017176206.2113 | 29439.0048 | 375.1535 | 383.8351 | 331.0628 | 351.7677 | 333.225 | 299.142 | 263.7585 | 222.9459 | 0.62218 | 0.60787 | 0.57711 | 0.54853 | 0.52073 | 0.48566 | 0.44496 | 0.40513 | 52.2634 | 51.0608 | 48.4776 | 46.0767 | 43.7413 | 40.7952 | 37.3771 | 34.0313 | 17.4211 | 17.0203 | 16.1592 | 15.3589 | 14.5804 | 13.5984 | 12.459 | 11.3438 | 20647.8896 | 4916.1642 | 6882.6299 | 1638.7214 | 4880.9875 | 4880.9875 | 6845.1483 | 33447648564.2876 | 10805267864.9584 | 2091148976.7482 | 2091148976.7482 | 94.12% | 83.79% | 1.249 | 0.066472 | 0.049457 | 0.034456 | 0.021469 | 0 | 0 | 0 | 0 | 0.083027 | 0.061774 | 0.043037 | 0.026816 | 0 | 0 | 0 | 0 | 2365.7578 | 2420.882 | 2089.4985 | 2220.8519 | 2103.5959 | 1889.0307 | 1666.7855 | 1408.579 | 10620.081 | 10880.0233 | 9404.3763 | 9984.878 | 9438.225 | 8467.511 | 7479.6739 | 6306.6875 | 2195.9842 | 2279.4655 | 2010.8684 | 2136.6361 | 1970.9457 | 1773.3792 | 1583.4568 | 1311.5155 | 15181.823 | 15580.3708 | 13504.7432 | 14342.366 | 13512.7667 | 12129.921 | 10729.9162 | 9026.782 | 0.085366 | 0.063514 | 0.044249 | 0.027571 | 0 | 0 | 0 | 0 | 363.6573 | 270.5695 | 107.5254 | 66.9977 | 0 | 0 | 0 | 0 | 164.2434 | 122.2009 | 29.9567 | 18.6656 | 0 | 0 | 0 | 0 | 25.2934 | 24.8991 | 23.7779 | 22.7577 | 21.7003 | 20.3335 | 18.7211 | 17.1617 | 2124.645 | 2091.5207 | 1997.3458 | 1911.6466 | 1822.821 | 1708.013 | 1572.5719 | 1441.5813 | 708.215 | 697.1736 | 665.7819 | 637.2155 | 607.607 | 569.3377 | 524.1906 | 480.5271 | 49.08% | 47.76% | 54.64% | 51.86% | 54.61% | 59.21% | 63.88% | 69.57% | 68.12% | 67.64% | 71.81% | 70.54% | 72.31% | 75% | 77.75% | 81.06% | 58.14% | 57.25% | 62.93% | 60.87% | 63.14% | 66.82% | 70.57% | 75.11%
ID_IDAHO-FALLS-FANNING-FIELD_725785_TY3A | Idaho-Falls | Bonneville | ID | 119062 | 6 | Cold | Rocky Mountains | 43.52 | -112.07 | 2.1 | 0.5 | 4931.5295 | 29308 | 55675776263.0226 | 57995600273.982 | 43758.4911 | 563.7921 | 574.8812 | 492.8379 | 523.7109 | 500.4766 | 449.8395 | 395.7454 | 335.654 | 0.9353 | 0.90915 | 0.86196 | 0.81478 | 0.77211 | 0.71794 | 0.659 | 0.59855 | 78.565 | 76.3688 | 72.405 | 68.4415 | 64.8572 | 60.3072 | 55.3557 | 50.2783 | 26.1883 | 25.4563 | 24.135 | 22.8138 | 21.6191 | 20.1024 | 18.4519 | 16.7594 | 30691.2717 | 7307.4456 | 10230.4239 | 2435.8152 | 4931.5295 | 4931.5295 | 9092.859 | 42251356906.0297 | 16294406687.6861 | 10594777148.3955 | 10594777148.3955 | 79.95% | 60.6% | 1.262 | 0.066472 | 0.049457 | 0.034456 | 0.021469 | 0 | 0 | 0 | 0 | 0.083886 | 0.062413 | 0.043482 | 0.027093 | 0 | 0 | 0 | 0 | 3364.4237 | 3429.3543 | 2939.3072 | 3123.3358 | 2986.6134 | 2685.0979 | 2363.7829 | 2005.4721 | 15464.8084 | 15780.069 | 13555.2532 | 14396.6886 | 13744.0221 | 12344.1831 | 10875.4448 | 9218.2824 | 10759.2653 | 11061.3169 | 9575.9395 | 10225.7882 | 9677.0885 | 8665.6804 | 7640.2236 | 6402.5426 | 29588.4974 | 30270.7402 | 26070.4999 | 27745.8127 | 26407.724 | 23694.9615 | 20879.4513 | 17626.2971 | 0.08625 | 0.064172 | 0.044707 | 0.027857 | 0 | 0 | 0 | 0 | 367.423 | 273.3713 | 108.6388 | 67.6914 | 0 | 0 | 0 | 0 | 165.9441 | 123.4663 | 30.2669 | 18.8589 | 0 | 0 | 0 | 0 | 49.9358 | 49.0509 | 47.0692 | 44.6335 | 42.3566 | 39.2642 | 36.1298 | 32.7132 | 4194.611 | 4120.2719 | 3953.8115 | 3749.2158 | 3557.9568 | 3298.1955 | 3034.9011 | 2747.9061 | 1398.2037 | 1373.424 | 1317.9372 | 1249.7386 | 1185.9856 | 1099.3985 | 1011.6337 | 915.9687 | 33.24% | 31.72% | 41.09% | 37.34% | 40.33% | 46.4% | 52.71% | 60.03% | 58.55% | 57.94% | 63.4% | 61.67% | 63.6% | 67.19% | 70.91% | 75.2% | 45.36% | 44.29% | 51.85% | 49.07% | 51.54% | 56.42% | 61.49% | 67.34%
IL_BELLEVILLE-SCOTT-AFB_724338_TY3A | Belleville | St Clair | IL | 89512 | 4 | Mixed-Humid | Midwest | 38.55 | -89.85 | 2.1 | 0.5 | 5178.8955 | 29308 | 37436585314.9266 | 38996443036.3821 | 29423.3614 | 333.1992 | 314.3769 | 287.3639 | 287.2866 | 287.7907 | 273.1737 | 291.0371 | 314.6355 | 0.32962 | 0.27589 | 0.2319 | 0.20239 | 0.1935 | 0.20491 | 0.23358 | 0.29039 | 27.6879 | 23.1748 | 19.4797 | 17.0004 | 16.2544 | 17.2125 | 19.621 | 24.3931 | 9.2293 | 7.7249 | 6.4932 | 5.6668 | 5.4181 | 5.7375 | 6.5403 | 8.131 | 20636.9177 | 4913.5518 | 6878.9726 | 1637.8506 | 5178.8955 | 5178.8955 | 7097.4315 | 30943573237.1595 | 10689387697.878 | 5014583083.2241 | 5014583083.2241 | 86.05% | 68.07% | 1.3253 | 0 | 0 | 0 | 0 | 0 | 0 | 0 | 0 | 0 | 0 | 0 | 0 | 0 | 0 | 0 | 0 | 1916.7989 | 1809.4948 | 1653.7535 | 1651.2624 | 1653.2551 | 1568.8776 | 1671.8207 | 1807.3852 | 11306.6936 | 10672.0763 | 9753.0567 | 9728.9686 | 9738.4725 | 9238.1129 | 9837.9464 | 10626.7181 | 5444.7076 | 5195.3028 | 4739.4912 | 4819.9285 | 4863.2406 | 4658.4249 | 4957.6951 | 5306.8203 | 18668.2001 | 17676.874 | 16146.3014 | 16200.1596 | 16254.9681 | 15465.4154 | 16467.4623 | 17740.9235 | 0 | 0 | 0 | 0 | 0 | 0 | 0 | 0 | 0 | 0 | 0 | 0 | 0 | 0 | 0 | 0 | 0 | 0 | 0 | 0 | 0 | 0 | 0 | 0 | 18.3042 | 15.4544 | 13.0839 | 11.4668 | 11.0792 | 11.8958 | 13.8167 | 17.3808 | 1537.5568 | 1298.1679 | 1099.0436 | 963.2152 | 930.6489 | 999.2456 | 1160.6004 | 1459.9902 | 512.5189 | 432.7226 | 366.3479 | 321.0717 | 310.2163 | 333.0819 | 386.8668 | 486.6634 | 37.26% | 40.56% | 45.65% | 45.47% | 45.29% | 47.92% | 44.58% | 40.34% | 63.48% | 65.69% | 68.8% | 68.95% | 68.91% | 70.21% | 68.11% | 65.29% | 49.9% | 52.67% | 56.81% | 56.79% | 56.67% | 58.66% | 55.92% | 52.36%
IL_CHICAGO-MIDWAY-AP_725340_TY3A | Chicago | Cook | IL | 5150233 | 5 | Cold | Midwest | 41.78 | -87.75 | 2.1 | 0.5 | 5330.4991 | 29308 | 44242423038.5043 | 46085857331.7752 | 34772.4236 | 408.3158 | 385.5294 | 352.1163 | 353.834 | 354.1149 | 337.822 | 359.962 | 388.1018 | 0.40866 | 0.34235 | 0.28749 | 0.25034 | 0.2368 | 0.24869 | 0.28046 | 0.34608 | 34.3277 | 28.7575 | 24.1489 | 21.0283 | 19.8909 | 20.8903 | 23.5583 | 29.0704 | 11.4426 | 9.5858 | 8.0496 | 7.0094 | 6.6303 | 6.9634 | 7.8528 | 9.6901 | 24388.6357 | 5806.818 | 8129.5452 | 1935.606 | 5330.4991 | 5330.4991 | 8687.4067 | 33759756252.6969 | 11978433614.2369 | 8797111649.9696 | 8797111649.9696 | 79.33% | 57.66% | 1.3641 | 0.066472 | 0.049457 | 0.034456 | 0.021469 | 0 | 0 | 0 | 0 | 0.090673 | 0.067463 | 0.047 | 0.029285 | 0 | 0 | 0 | 0 | 2215.8284 | 2092.6203 | 1910.3583 | 1912.3788 | 1910.7194 | 1821.828 | 1942.6632 | 2094.8171 | 12610.8525 | 11948.182 | 10907.9778 | 10926.2742 | 10920.5933 | 10416.7723 | 11099.8263 | 11945.0827 | 9641.9942 | 9098.8389 | 8315.8994 | 8654.6429 | 8776.9493 | 8457.9599 | 8961.349 | 9620.2338 | 24468.6751 | 23139.6411 | 21134.2355 | 21493.2959 | 21608.262 | 20696.5602 | 22003.8386 | 23660.1336 | 0.093227 | 0.069363 | 0.048324 | 0.03011 | 0 | 0 | 0 | 0 | 397.1481 | 295.4875 | 117.4279 | 73.1678 | 0 | 0 | 0 | 0 | 179.3693 | 133.4549 | 32.7155 | 20.3846 | 0 | 0 | 0 | 0 | 24.2291 | 20.4763 | 17.3398 | 15.1173 | 14.3563 | 15.2035 | 17.3646 | 21.6295 | 2035.2471 | 1720.0077 | 1456.5403 | 1269.8529 | 1205.9269 | 1277.0967 | 1458.626 | 1816.878 | 678.4157 | 573.3359 | 485.5134 | 423.2843 | 401.9756 | 425.6989 | 486.2087 | 605.626 | 30.45% | 34.18% | 39.83% | 38.81% | 38.48% | 41.05% | 37.37% | 32.71% | 58.87% | 61.53% | 65.25% | 65.05% | 65.08% | 66.36% | 64.1% | 61.04% | 44.04% | 47.28% | 52.09% | 51.47% | 51.3% | 53.25% | 50.25% | 46.36%
IN_EVANSVILLE-RGNL-AP_724320_TY3A | Evansville | Vanderburgh | IN | 181451 | 4 | Mixed-Humid | Midwest | 38.05 | -87.53 | 2.3 | 0.5 | 5400.8097 | 29308 | 30718929199.0707 | 31998884582.3652 | 24143.6057 | 512.1259 | 480.7801 | 421.6718 | 397.259 | 372.2393 | 346.0629 | 321.1155 | 338.3226 | 1.138 | 1.1391 | 1.1184 | 1.1115 | 1.1164 | 1.1065 | 1.0591 | 1.009 | 95.589 | 95.6823 | 93.9479 | 93.3681 | 93.7763 | 92.9472 | 88.9642 | 84.7555 | 31.863 | 31.8941 | 31.316 | 31.1227 | 31.2588 | 30.9824 | 29.6547 | 28.2518 | 18546.5535 | 4031.8595 | 6182.1845 | 1343.9532 | 5400.8097 | 5400.8097 | 7297.8248 | 26616268558.0846 | 9090688961.3523 | 2928081100.8372 | 2928081100.8372 | 90.09% | 75.64% | 1.3821 | 0 | 0 | 0 | 0 | 0 | 0 | 0 | 0 | 0 | 0 | 0 | 0 | 0 | 0 | 0 | 0 | 2860.5651 | 2684.2219 | 2354.4213 | 2219.3762 | 2079.7517 | 1934.0865 | 1795.9119 | 1893.2232 | 16899.0136 | 15863.7918 | 13927.7041 | 13113.479 | 12285.5232 | 11424.011 | 10603.428 | 11172.924 | 5914.7294 | 5615.6001 | 4941.0473 | 4549.5039 | 4237.4955 | 3941.5102 | 3623.0518 | 3732.2163 | 25674.3082 | 24163.6138 | 21223.1726 | 19882.3591 | 18602.7704 | 17299.6078 | 16022.3916 | 16798.3636 | 0 | 0 | 0 | 0 | 0 | 0 | 0 | 0 | 0 | 0 | 0 | 0 | 0 | 0 | 0 | 0 | 0 | 0 | 0 | 0 | 0 | 0 | 0 | 0 | 55.8364 | 56.1546 | 55.2882 | 55.0943 | 55.4089 | 55.0086 | 52.7362 | 50.3087 | 4690.2569 | 4716.9872 | 4644.2096 | 4627.9244 | 4654.3516 | 4620.7263 | 4429.8376 | 4225.9333 | 1563.419 | 1572.3291 | 1548.0699 | 1542.6415 | 1551.4505 | 1540.2421 | 1476.6125 | 1408.6444 | -4.131% | 1.871% | 13.6% | 18.98% | 24.12% | 29.36% | 34.51% | 31.38% | 35.84% | 38.94% | 45.24% | 48.09% | 50.71% | 53.52% | 56.61% | 55.41% | 15.45% | 20.03% | 29.11% | 33.25% | 37.16% | 41.21% | 45.35% | 43.17%
IN_INDIANAPOLIS-IAP_724380_TY3A | Indianapolis | Marion | IN | 964582 | 5 | Cold | Midwest | 39.72 | -86.27 | 2.3 | 0.5 | 5060.3589 | 29308 | 47735094240.3922 | 49724056500.4084 | 37517.4957 | 719.5372 | 673.9499 | 589.1017 | 557.8133 | 522.9883 | 485.8496 | 451.121 | 477.5424 | 1.6523 | 1.64 | 1.5991 | 1.5811 | 1.5804 | 1.5588 | 1.4843 | 1.4102 | 138.7926 | 137.7582 | 134.327 | 132.8154 | 132.752 | 130.9383 | 124.6824 | 118.4548 | 46.2642 | 45.9194 | 44.7757 | 44.2718 | 44.2507 | 43.6461 | 41.5608 | 39.4849 | 28820.0631 | 6265.2311 | 9606.6877 | 2088.4104 | 5060.3589 | 5060.3589 | 8231.6822 | 36342475340.7268 | 13267566898.657 | 9569602550.8855 | 9569602550.8855 | 79.16% | 58.1% | 1.2949 | 0.066472 | 0.049457 | 0.034456 | 0.021469 | 0 | 0 | 0 | 0 | 0.086078 | 0.064044 | 0.044618 | 0.027801 | 0 | 0 | 0 | 0 | 4148.639 | 3884.5532 | 3395.92 | 3218.5781 | 3019.0066 | 2804.0325 | 2604.5189 | 2759.4157 | 23728.0715 | 22231.2509 | 19444.4027 | 18414.4987 | 17265.4989 | 16041.5544 | 14897.1002 | 15778.2924 | 18265.6607 | 17210.6409 | 15078.9691 | 14085.3445 | 13161.7186 | 12252.1287 | 11323.9694 | 11871.7712 | 46142.3713 | 43326.4451 | 37919.2919 | 35718.4214 | 33446.2241 | 31097.7156 | 28825.5885 | 30409.4793 | 0.088503 | 0.065848 | 0.045875 | 0.028584 | 0 | 0 | 0 | 0 | 377.0214 | 280.5127 | 111.4769 | 69.4598 | 0 | 0 | 0 | 0 | 170.2791 | 126.6917 | 31.0575 | 19.3515 | 0 | 0 | 0 | 0 | 103.4319 | 103.2164 | 101.2484 | 100.5184 | 100.9017 | 100.0626 | 96.0175 | 92.0332 | 8688.2766 | 8670.1758 | 8504.8642 | 8443.5474 | 8475.7456 | 8405.2573 | 8065.4703 | 7730.7921 | 2896.0922 | 2890.0586 | 2834.9547 | 2814.5158 | 2825.2485 | 2801.7524 | 2688.4901 | 2576.9307 | -20.67% | -13.45% | 0.4915% | 6.19% | 12.08% | 18.17% | 24.08% | 19.96% | 24.85% | 28.79% | 36.54% | 39.65% | 42.78% | 46.05% | 49.59% | 47.89% | 1.54% | 7.188% | 18.18% | 22.61% | 27.14% | 31.85% | 36.6% | 33.67%
KS_HAYS-MUNI_AWOS_724518_TY3A | Hays | Ellis | KS | 28553 | 5 | Cold | Midwest | 38.85 | -99.27 | 3.6 | 0.5 | 5884.8445 | 29308 | 34273506933.4924 | 35701569722.3879 | 26937.3334 | 439.642 | 502.1667 | 496.0694 | 453.7532 | 466.2891 | 512.6277 | 533.8959 | 564.1971 | 0.05907 | 0.035562 | 0.027601 | 0.022934 | 0.019447 | 0.013567 | 0.0092153 | 0.0072747 | 4.9619 | 2.9872 | 2.3184 | 1.9265 | 1.6335 | 1.1396 | 0.77409 | 0.61108 | 1.654 | 0.99574 | 0.77282 | 0.64215 | 0.54451 | 0.37987 | 0.25803 | 0.20369 | 32388.4641 | 4498.3978 | 10796.1547 | 1499.4659 | 5884.8445 | 5884.8445 | 8038.7799 | 30928061361.5086 | 10758845433.0089 | 1950007926.916 | 1950007926.916 | 94.07% | 84.66% | 1.5059 | 0.066472 | 0.049457 | 0.034456 | 0.021469 | 0 | 0 | 0 | 0 | 0.1001 | 0.074478 | 0.051888 | 0.032331 | 0 | 0 | 0 | 0 | 2191.0761 | 2500.8363 | 2467.002 | 2250.9938 | 2310.4255 | 2539.5463 | 2643.9859 | 2794.2837 | 12825.5912 | 14673.7753 | 14551.0405 | 13402.175 | 13816.7558 | 15200.5679 | 15839.7519 | 16715.6033 | 2504.0613 | 2848.692 | 2740.8301 | 2545.6102 | 2649.3701 | 2926.7379 | 3054.2124 | 3192.4712 | 17520.7287 | 20023.3036 | 19758.8727 | 18198.7791 | 18776.5514 | 20666.8521 | 21537.9502 | 22702.3581 | 0.10292 | 0.076577 | 0.05335 | 0.033242 | 0 | 0 | 0 | 0 | 438.4496 | 326.2167 | 129.6398 | 80.7769 | 0 | 0 | 0 | 0 | 198.0228 | 147.3336 | 36.1178 | 22.5045 | 0 | 0 | 0 | 0 | 2.3212 | 1.4156 | 1.1024 | 0.91029 | 0.7775 | 0.54885 | 0.37112 | 0.2902 | 194.9769 | 118.908 | 92.6011 | 76.4641 | 65.3099 | 46.103 | 31.1737 | 24.377 | 64.9923 | 39.636 | 30.867 | 25.488 | 21.77 | 15.3677 | 10.3912 | 8.1257 | 36% | 27.03% | 27.98% | 33.56% | 31.48% | 24.71% | 21.6% | 17.45% | 71.75% | 68.18% | 68.94% | 71.44% | 70.69% | 67.81% | 66.49% | 64.7% | 55.18% | 49.14% | 50.1% | 54.02% | 52.65% | 47.96% | 45.81% | 42.93%
KS_WICHITA-MID-CONTINENT-AP_724500_TY3A | Wichita | Sedgwick | KS | 516042 | 4 | Mixed-Humid | Midwest | 37.65 | -97.43 | 3.6 | 0.5 | 6189.155 | 29308 | 32930992117.554 | 34303116789.1187 | 25882.1811 | 430.8923 | 492.7867 | 488.4243 | 450.0805 | 463.8696 | 509.2404 | 530.0121 | 557.8778 | 0.060508 | 0.037789 | 0.029141 | 0.024734 | 0.021325 | 0.01566 | 0.011212 | 0.0091621 | 5.0827 | 3.1743 | 2.4478 | 2.0777 | 1.7913 | 1.3155 | 0.94184 | 0.76961 | 1.6942 | 1.0581 | 0.81594 | 0.69256 | 0.5971 | 0.43849 | 0.31395 | 0.25654 | 31119.7876 | 4322.1927 | 10373.2625 | 1440.7309 | 6189.155 | 6189.155 | 7494.6279 | 29783186776.7777 | 9918311691.2295 | 1878533483.1339 | 1878533483.1339 | 94.07% | 84.08% | 1.5838 | 0 | 0 | 0 | 0 | 0 | 0 | 0 | 0 | 0 | 0 | 0 | 0 | 0 | 0 | 0 | 0 | 2098.1535 | 2398.9148 | 2378.1229 | 2188.7672 | 2254.9009 | 2474.9694 | 2574.2235 | 2710.5673 | 12145.9576 | 13907.9685 | 13822.9237 | 12781.2244 | 13186.5708 | 14483.876 | 15073.2983 | 15874.4592 | 2487.9663 | 2840.0741 | 2826.9822 | 2612.8848 | 2735.6801 | 3016.4366 | 3090.0393 | 3268.517 | 16732.0775 | 19146.9574 | 19028.0287 | 17582.8764 | 18177.1518 | 19975.2821 | 20737.5611 | 21853.5434 | 0 | 0 | 0 | 0 | 0 | 0 | 0 | 0 | 0 | 0 | 0 | 0 | 0 | 0 | 0 | 0 | 0 | 0 | 0 | 0 | 0 | 0 | 0 | 0 | 2.3198 | 1.4468 | 1.1154 | 0.95353 | 0.83257 | 0.61759 | 0.4368 | 0.35596 | 194.8665 | 121.5283 | 93.691 | 80.0966 | 69.9355 | 51.8772 | 36.6913 | 29.9007 | 64.9555 | 40.5094 | 31.2303 | 26.6989 | 23.3118 | 17.2924 | 12.2304 | 9.9669 | 36.41% | 27.4% | 27.84% | 33.23% | 31.01% | 24.31% | 21.48% | 17.35% | 72.59% | 68.83% | 69.07% | 71.41% | 70.47% | 67.61% | 66.41% | 64.64% | 55.95% | 49.76% | 50.09% | 53.84% | 52.31% | 47.67% | 45.72% | 42.85%
KY_LOUISVILLE-BOWMAN-FIELD_724235_TY3A | Louisville | Jefferson | KY | 766757 | 4 | Mixed-Humid | Southeast | 38.23 | -85.67 | 1.2 | 0.5 | 5310.731 | 29308 | 25155390664.723 | 26203531942.4198 | 19770.9311 | 379.9084 | 375.2945 | 327.4065 | 292.9533 | 281.2616 | 305.5751 | 302.4684 | 300.3713 | 0.43193 | 0.43082 | 0.39617 | 0.36131 | 0.32653 | 0.30308 | 0.2947 | 0.2846 | 36.2817 | 36.1885 | 33.2782 | 30.3498 | 27.4284 | 25.4589 | 24.7547 | 23.906 | 12.0939 | 12.0628 | 11.0927 | 10.1166 | 9.1428 | 8.4863 | 8.2516 | 7.9687 | 7923.9481 | 3301.645 | 2641.316 | 1100.5483 | 5310.731 | 5310.731 | 6989.3531 | 22804372081.5789 | 7287868281.5655 | 1355575541.2395 | 1355575541.2395 | 94.39% | 84.32% | 1.359 | 0 | 0 | 0 | 0 | 0 | 0 | 0 | 0 | 0 | 0 | 0 | 0 | 0 | 0 | 0 | 0 | 2157.1569 | 2131.3027 | 1858.3437 | 1661.6536 | 1596.0493 | 1734.3481 | 1717.9019 | 1706.8627 | 12184.8544 | 12040.9447 | 10525.1213 | 9438.2626 | 9063.9981 | 9851.2307 | 9735.4004 | 9657.7517 | 2356.671 | 2331.146 | 2075.4734 | 1892.8533 | 1807.5709 | 1959.2371 | 1923.0676 | 1904.9089 | 16698.6823 | 16503.3934 | 14458.9383 | 12992.7695 | 12467.6183 | 13544.8159 | 13376.3699 | 13269.5233 | 0 | 0 | 0 | 0 | 0 | 0 | 0 | 0 | 0 | 0 | 0 | 0 | 0 | 0 | 0 | 0 | 0 | 0 | 0 | 0 | 0 | 0 | 0 | 0 | 18.782 | 18.7603 | 17.2886 | 15.8045 | 14.3197 | 13.3003 | 12.9462 | 12.4978 | 1577.684 | 1575.8674 | 1452.2434 | 1327.5739 | 1202.8527 | 1117.2223 | 1087.4789 | 1049.8192 | 525.8947 | 525.2891 | 484.0811 | 442.5246 | 400.9509 | 372.4074 | 362.493 | 349.9397 | 17.13% | 18.08% | 28.06% | 35.24% | 37.82% | 32.53% | 33.36% | 33.89% | 41.82% | 42.44% | 49.26% | 54.28% | 56.33% | 53.2% | 53.82% | 54.28% | 27.95% | 28.75% | 37.35% | 43.59% | 45.94% | 41.59% | 42.33% | 42.83%
LA_NEW-ORLEANS-IAP_722310_TY3A | New-Orleans | Orleans | LA | 390144 | 2 | Hot-Humid | Southeast | 30 | -90.25 | 1 | 0.5 | 5709.7067 | 29308 | 5244532175.7765 | 5463054349.7672 | 4121.9509 | 57.8161 | 56.447 | 52.2052 | 48.486 | 50.5423 | 53.0507 | 50.509 | 47.7762 | 0.18955 | 0.19103 | 0.18853 | 0.18603 | 0.18235 | 0.18548 | 0.19021 | 0.19394 | 15.9218 | 16.0465 | 15.8367 | 15.6267 | 15.3175 | 15.5806 | 15.9775 | 16.2909 | 5.3073 | 5.3488 | 5.2789 | 5.2089 | 5.1058 | 5.1935 | 5.3258 | 5.4303 | 1376.6897 | 688.3448 | 458.8966 | 229.4483 | 5709.7067 | 5709.7067 | 3667.1081 | 4997647834.2494 | 1330622474.6464 | 54823065.5116 | 54823065.5116 | 98.91% | 96.04% | 1.4611 | 0 | 0 | 0 | 0 | 0 | 0 | 0 | 0 | 0 | 0 | 0 | 0 | 0 | 0 | 0 | 0 | 308.358 | 301.0938 | 278.4171 | 258.7599 | 269.3683 | 282.6529 | 269.0922 | 254.6243 | 1613.5088 | 1577.7651 | 1459.9404 | 1353.9876 | 1408.8037 | 1477.291 | 1406.7092 | 1329.4463 | 66.3492 | 64.9146 | 59.5144 | 54.223 | 56.8868 | 59.6168 | 55.7772 | 53.6681 | 1988.216 | 1943.7735 | 1797.8719 | 1666.9706 | 1735.0588 | 1819.5608 | 1731.5785 | 1637.7388 | 0 | 0 | 0 | 0 | 0 | 0 | 0 | 0 | 0 | 0 | 0 | 0 | 0 | 0 | 0 | 0 | 0 | 0 | 0 | 0 | 0 | 0 | 0 | 0 | 6.4562 | 6.5139 | 6.4373 | 6.3579 | 6.2381 | 6.3448 | 6.5061 | 6.6331 | 542.3184 | 547.1693 | 540.7329 | 534.0595 | 524.002 | 532.963 | 546.5091 | 557.1767 | 180.7728 | 182.3898 | 180.2443 | 178.0198 | 174.6673 | 177.6543 | 182.1697 | 185.7256 | 52.43% | 53.48% | 56.93% | 60.03% | 58.42% | 56.42% | 58.5% | 60.72% | 59.58% | 60.21% | 62.61% | 64.79% | 63.87% | 62.39% | 63.57% | 64.89% | 55.49% | 56.36% | 59.36% | 62.07% | 60.75% | 58.98% | 60.67% | 62.51%
LA_SHREVEPORT-DOWNTOWN_722484_TY3A | Shreveport | Bossier | LA | 127039 | 3 | Hot-Humid | Southeast | 32.53 | -93.75 | 1 | 0.5 | 6031.278 | 29308 | 9955864932.9212 | 10370692638.4595 | 7824.8326 | 116.5489 | 112.2305 | 103.8719 | 97.3067 | 100.0431 | 105.0053 | 99.9908 | 93.3652 | 0.38388 | 0.38636 | 0.3784 | 0.37055 | 0.36187 | 0.36717 | 0.3758 | 0.3828 | 32.2463 | 32.454 | 31.7856 | 31.126 | 30.3971 | 30.8424 | 31.567 | 32.1554 | 10.7488 | 10.818 | 10.5952 | 10.3753 | 10.1324 | 10.2808 | 10.5223 | 10.7185 | 2613.4145 | 1306.7073 | 871.1382 | 435.5691 | 6031.278 | 6031.278 | 3850.7849 | 9408142710.9407 | 2899014183.5526 | 175159076.0234 | 175159076.0234 | 98.17% | 94.3% | 1.5434 | 0 | 0 | 0 | 0 | 0 | 0 | 0 | 0 | 0 | 0 | 0 | 0 | 0 | 0 | 0 | 0 | 598.0749 | 576.062 | 533.0004 | 499.7775 | 513.5121 | 539.0474 | 513.291 | 479.5405 | 3412.9802 | 3293.0916 | 3047.6455 | 2845.8565 | 2920.7477 | 3065.1766 | 2919.5782 | 2720.6009 | 185.5532 | 176.4131 | 162.255 | 149.5858 | 158.4827 | 167.6222 | 158.1384 | 149.0646 | 4196.6083 | 4045.5666 | 3742.9009 | 3495.2198 | 3592.7426 | 3771.8462 | 3591.0076 | 3349.206 | 0 | 0 | 0 | 0 | 0 | 0 | 0 | 0 | 0 | 0 | 0 | 0 | 0 | 0 | 0 | 0 | 0 | 0 | 0 | 0 | 0 | 0 | 0 | 0 | 13.7454 | 13.8411 | 13.5676 | 13.2967 | 12.9893 | 13.1772 | 13.4872 | 13.7377 | 1154.6111 | 1162.6557 | 1139.6749 | 1116.9191 | 1091.1018 | 1106.8875 | 1132.9262 | 1153.9649 | 384.8704 | 387.5519 | 379.8916 | 372.3064 | 363.7006 | 368.9625 | 377.6421 | 384.655 | 47.16% | 49.03% | 52.79% | 55.88% | 54.66% | 52.43% | 54.69% | 57.7% | 55.01% | 56.2% | 58.9% | 61.16% | 60.56% | 58.94% | 60.22% | 62.06% | 50.52% | 52.1% | 55.41% | 58.14% | 57.19% | 55.22% | 57.06% | 59.57%
MA_BOSTON-LOGAN-IAP_725090_TY3A | Boston | Suffolk | MA | 803907 | 5 | Cold | Northeast | 42.37 | -71.02 | 1 | 0.5 | 4763.2717 | 29308 | 45382789624.6145 | 47273739192.3067 | 35668.697 | 89.1321 | 84.3809 | 89.5344 | 89.7327 | 90.6745 | 76.3882 | 81.0802 | 84.3885 | 0.52884 | 0.41535 | 0.33198 | 0.29302 | 0.26299 | 0.24587 | 0.22328 | 0.21105 | 44.4222 | 34.8891 | 27.8861 | 24.6138 | 22.0909 | 20.6531 | 18.7559 | 17.7285 | 14.8074 | 11.6297 | 9.2954 | 8.2046 | 7.3636 | 6.8844 | 6.252 | 5.9095 | 11912.9823 | 5956.4911 | 3970.9941 | 1985.497 | 4763.2717 | 4763.2717 | 8139.5943 | 38138441875.2624 | 12796772130.2353 | 5436601749.8139 | 5436601749.8139 | 87.52% | 70.18% | 1.2189 | 0.066472 | 0.049457 | 0.034456 | 0.021469 | 0 | 0 | 0 | 0 | 0.081024 | 0.060284 | 0.041999 | 0.026169 | 0 | 0 | 0 | 0 | 558.5406 | 528.9957 | 561.5249 | 561.8196 | 568.1971 | 478.9566 | 508.8649 | 528.9898 | 3123.0237 | 2961.8486 | 3144.6975 | 3155.6583 | 3189.9358 | 2692.7768 | 2863.2562 | 2984.7903 | 1244.7561 | 1191.7534 | 1260.7363 | 1312.4274 | 1304.0409 | 1099.5554 | 1155.3713 | 1237.189 | 4926.3203 | 4682.5976 | 4966.9586 | 5029.9053 | 5062.1738 | 4271.2888 | 4527.4924 | 4750.9691 | 0.083307 | 0.061982 | 0.043182 | 0.026906 | 0 | 0 | 0 | 0 | 354.8869 | 264.0442 | 104.9322 | 65.3819 | 0 | 0 | 0 | 0 | 160.2823 | 119.2537 | 29.2342 | 18.2154 | 0 | 0 | 0 | 0 | 30.3471 | 23.6579 | 18.9009 | 16.5412 | 14.8411 | 13.8108 | 12.4939 | 11.7714 | 2549.1598 | 1987.2647 | 1587.6739 | 1389.4641 | 1246.6559 | 1160.1107 | 1049.4867 | 988.7982 | 849.7199 | 662.4216 | 529.2246 | 463.1547 | 415.552 | 386.7036 | 349.8289 | 329.5994 | 86.22% | 86.9% | 86.11% | 85.93% | 85.84% | 88.05% | 87.34% | 86.71% | 85.41% | 87.08% | 87.59% | 87.91% | 88.24% | 89.87% | 89.6% | 89.3% | 85.77% | 86.9% | 86.76% | 86.79% | 86.87% | 88.83% | 88.31% | 87.82%
MD_BALTIMORE-BLT-WASHNGTN-IAP_724060_TY3A | Baltimore | Baltimore | MD | 827370 | 4 | Mixed-Humid | Southeast | 39.17 | -76.68 | 0.9 | 0.5 | 5224.9736 | 29308 | 35390253721.3021 | 36864847626.3563 | 27815.0428 | 245.5668 | 260.0904 | 240.8178 | 234.6662 | 249.3464 | 227.575 | 231.6733 | 223.8738 | 0.47023 | 0.41277 | 0.36483 | 0.33762 | 0.32585 | 0.31891 | 0.31181 | 0.32532 | 39.4991 | 34.6726 | 30.646 | 28.3603 | 27.3717 | 26.7881 | 26.192 | 27.3267 | 13.1664 | 11.5575 | 10.2153 | 9.4534 | 9.1239 | 8.9294 | 8.7307 | 9.1089 | 8360.9474 | 4644.9708 | 2786.9825 | 1548.3236 | 5224.9736 | 5224.9736 | 6610.5454 | 31753769778.4813 | 10155474676.7691 | 2269537046.2805 | 2269537046.2805 | 93.33% | 81.73% | 1.3371 | 0 | 0 | 0 | 0 | 0 | 0 | 0 | 0 | 0 | 0 | 0 | 0 | 0 | 0 | 0 | 0 | 1415.133 | 1498.6782 | 1387.4773 | 1352.3518 | 1436.9539 | 1312.2696 | 1336.3445 | 1291.2744 | 8109.8218 | 8591.9894 | 7934.5662 | 7738.0293 | 8227.1268 | 7529.868 | 7648.0766 | 7318.4735 | 1973.3814 | 2082.5508 | 1886.7525 | 1842.6194 | 1960.3409 | 1799.3639 | 1825.2631 | 1665.1896 | 11498.3363 | 12173.2184 | 11208.7959 | 10933.0005 | 11624.4216 | 10641.5015 | 10809.6843 | 10274.9375 | 0 | 0 | 0 | 0 | 0 | 0 | 0 | 0 | 0 | 0 | 0 | 0 | 0 | 0 | 0 | 0 | 0 | 0 | 0 | 0 | 0 | 0 | 0 | 0 | 22.1764 | 19.6369 | 17.5517 | 16.3987 | 15.9071 | 15.644 | 15.3671 | 16.0475 | 1862.819 | 1649.4965 | 1474.3421 | 1377.4916 | 1336.196 | 1314.0952 | 1290.8328 | 1347.991 | 620.9397 | 549.8322 | 491.4474 | 459.1639 | 445.3987 | 438.0317 | 430.2776 | 449.3303 | 59.02% | 56.64% | 60.05% | 61.02% | 58.58% | 62.05% | 61.46% | 63.35% | 67.5% | 66.38% | 69.14% | 70.04% | 68.46% | 70.89% | 70.54% | 71.7% | 62.61% | 60.76% | 63.89% | 64.83% | 62.76% | 65.79% | 65.3% | 66.88%
ME_PORTLAND-INTL-JETPORT_726060_TY3A | Portland | Cumberland | ME | 295003 | 6 | Cold | Northeast | 43.65 | -70.3 | 0.9 | 0.5 | 5007.7713 | 29308 | 63435996411.9866 | 66079162929.1528 | 49857.6521 | 277.4599 | 274.7842 | 249.3039 | 237.1521 | 230.7672 | 210.2629 | 205.4521 | 218.0324 | 0.30156 | 0.25441 | 0.21865 | 0.1965 | 0.1859 | 0.18524 | 0.18632 | 0.1896 | 25.3308 | 21.3704 | 18.3669 | 16.5063 | 15.6153 | 15.5601 | 15.6506 | 15.926 | 8.4436 | 7.1235 | 6.1223 | 5.5021 | 5.2051 | 5.1867 | 5.2169 | 5.3087 | 14986.7542 | 8325.9745 | 4995.5847 | 2775.3248 | 5007.7713 | 5007.7713 | 8787.6839 | 49154913903.5522 | 17869341880.4967 | 11722106674.215 | 11722106674.215 | 80.74% | 60.39% | 1.2815 | 0.066472 | 0.049457 | 0.034456 | 0.021469 | 0 | 0 | 0 | 0 | 0.085183 | 0.063378 | 0.044155 | 0.027512 | 0 | 0 | 0 | 0 | 1613.5561 | 1598.433 | 1448.2708 | 1379.8086 | 1339.6754 | 1222.6724 | 1196.0984 | 1265.6496 | 8977.6582 | 8906.0238 | 8072.6059 | 7690.9294 | 7473.5001 | 6829.6566 | 6685.1673 | 7088.873 | 6112.6036 | 6093.8575 | 5635.89 | 5275.6911 | 5239.9525 | 4682.7131 | 4532.5662 | 4973.9467 | 16703.8179 | 16598.3143 | 15156.7667 | 14346.4291 | 14053.1279 | 12735.0422 | 12413.8319 | 13328.4694 | 0.087583 | 0.065164 | 0.045399 | 0.028287 | 0 | 0 | 0 | 0 | 373.1033 | 277.5976 | 110.3184 | 68.7379 | 0 | 0 | 0 | 0 | 168.5096 | 125.3751 | 30.7348 | 19.1504 | 0 | 0 | 0 | 0 | 18.4054 | 15.549 | 13.2157 | 11.7439 | 10.9849 | 11.0251 | 11.114 | 11.2396 | 1546.0501 | 1306.1184 | 1110.1219 | 986.4849 | 922.7306 | 926.1051 | 933.5742 | 944.1297 | 515.35 | 435.3728 | 370.0406 | 328.8283 | 307.5769 | 308.7017 | 311.1914 | 314.7099 | 66.68% | 66.89% | 69.75% | 71.36% | 71.94% | 74.56% | 75.2% | 73.38% | 74.65% | 75.25% | 77.7% | 79.02% | 79.6% | 81.39% | 81.81% | 80.56% | 69.98% | 70.37% | 73.12% | 74.61% | 75.18% | 77.45% | 78% | 76.42%
ME_PRESQUE-ISLE-MUNI-AP_727130_TY3A | Presque-Isle | Aroostook | ME | 67055 | 7 | Very Cold | Northeast | 46.68 | -68.05 | 0.9 | 0.5 | 6239.3962 | 29308 | 76381541535.2193 | 79564105765.8537 | 60032.23 | 434.904 | 431.0435 | 391.5424 | 372.0604 | 361.0978 | 327.421 | 319.8678 | 338.7239 | 0.45409 | 0.37516 | 0.31837 | 0.28684 | 0.2717 | 0.2675 | 0.26637 | 0.26944 | 38.1433 | 31.5131 | 26.7433 | 24.0948 | 22.8224 | 22.4703 | 22.3747 | 22.6332 | 12.7144 | 10.5044 | 8.9144 | 8.0316 | 7.6075 | 7.4901 | 7.4582 | 7.5444 | 18045.1392 | 10025.0773 | 6015.0464 | 3341.6924 | 6239.3962 | 6239.3962 | 11392.3813 | 51772980616.715 | 19441878449.3629 | 21631693265.6178 | 21631693265.6178 | 70.53% | 47.33% | 1.5967 | 0.066472 | 0.049457 | 0.034456 | 0.021469 | 0 | 0 | 0 | 0 | 0.10613 | 0.078966 | 0.055014 | 0.034279 | 0 | 0 | 0 | 0 | 1964.1333 | 1944.4641 | 1763.6151 | 1677.5034 | 1627.005 | 1479.9029 | 1446.6178 | 1525.1243 | 9459.7403 | 9345.2114 | 8486.2256 | 8086.173 | 7837.1441 | 7180.4583 | 7039.4711 | 7351.5187 | 11350.4364 | 11382.0861 | 10467.308 | 9814.0905 | 9644.536 | 8511.3405 | 8246.5249 | 9125.6808 | 22774.31 | 22671.7617 | 20717.1488 | 19577.7668 | 19108.685 | 17171.7017 | 16732.6137 | 18002.3237 | 0.10912 | 0.08119 | 0.056564 | 0.035244 | 0 | 0 | 0 | 0 | 464.8654 | 345.8707 | 137.4504 | 85.6435 | 0 | 0 | 0 | 0 | 209.9533 | 156.2102 | 38.2938 | 23.8604 | 0 | 0 | 0 | 0 | 23.985 | 19.5768 | 16.4754 | 14.8179 | 13.971 | 13.6066 | 13.4027 | 13.3965 | 2014.744 | 1644.4477 | 1383.9377 | 1244.7031 | 1173.5646 | 1142.9539 | 1125.8269 | 1125.3077 | 671.5813 | 548.1492 | 461.3126 | 414.901 | 391.1882 | 380.9846 | 375.2756 | 375.1026 | 62.34% | 62.5% | 65.71% | 67.59% | 68.36% | 71.55% | 72.28% | 70.18% | 71.49% | 72.15% | 74.88% | 76.37% | 77.08% | 79.29% | 79.81% | 78.38% | 66.13% | 66.52% | 69.6% | 71.31% | 72.05% | 74.83% | 75.46% | 73.65%
MI_DETROIT-CITY-AP_725375_TY3A | Detroit | Wayne | MI | 1749343 | 5 | Cold | Midwest | 42.4 | -83 | 1.4 | 0.5 | 4648.6447 | 29308 | 48049938343.013 | 50052019107.3053 | 37764.9481 | 478.0508 | 500.5002 | 449.2177 | 460.9517 | 478.2476 | 451.6991 | 421.1705 | 387.4588 | 0.52438 | 0.48865 | 0.48396 | 0.49848 | 0.53283 | 0.55371 | 0.56258 | 0.58672 | 44.0478 | 41.0463 | 40.653 | 41.8721 | 44.758 | 46.5119 | 47.2566 | 49.2846 | 14.6826 | 13.6821 | 13.551 | 13.9574 | 14.9193 | 15.504 | 15.7522 | 16.4282 | 17658.3523 | 6306.5544 | 5886.1174 | 2102.1848 | 4648.6447 | 4648.6447 | 7802.5777 | 37871270058.8795 | 13691622941.2516 | 8287594830.6018 | 8287594830.6018 | 82.05% | 62.29% | 1.1896 | 0.066472 | 0.049457 | 0.034456 | 0.021469 | 0 | 0 | 0 | 0 | 0.079074 | 0.058833 | 0.040988 | 0.025539 | 0 | 0 | 0 | 0 | 2988.5566 | 3131.8165 | 2813.5466 | 2881.9378 | 2987.7727 | 2819.934 | 2630.1202 | 2420.2356 | 17251.3229 | 18069.8961 | 16214.7741 | 16596.3363 | 17207.8441 | 16242.4905 | 15146.5318 | 13943.2269 | 10779.56 | 11187.7222 | 9916.9074 | 10278.4601 | 10723.1827 | 10177.9053 | 9482.8247 | 8707.8392 | 31019.4395 | 32389.4348 | 28945.2282 | 29756.7341 | 30918.7995 | 29240.3297 | 27259.4766 | 25071.3017 | 0.081302 | 0.060491 | 0.042143 | 0.026259 | 0 | 0 | 0 | 0 | 346.3467 | 257.69 | 102.407 | 63.8085 | 0 | 0 | 0 | 0 | 156.4251 | 116.3839 | 28.5307 | 17.7771 | 0 | 0 | 0 | 0 | 33.7111 | 31.5039 | 31.2403 | 32.2045 | 34.4163 | 35.72 | 36.2225 | 37.7029 | 2831.734 | 2646.3308 | 2624.186 | 2705.1794 | 2890.9659 | 3000.476 | 3042.6904 | 3167.0413 | 943.9113 | 882.1103 | 874.7287 | 901.7265 | 963.6553 | 1000.1587 | 1014.2301 | 1055.6804 | 18.89% | 15.36% | 24.26% | 22.16% | 19.15% | 23.49% | 28.61% | 34.29% | 45.07% | 43.32% | 49.1% | 47.74% | 45.69% | 48.19% | 51.28% | 54.58% | 30.55% | 27.84% | 35.42% | 33.64% | 31.06% | 34.57% | 38.79% | 43.4%
MI_HOUGHTON-LAKE-ROSCOMMON-AP_726380_TY3A | Houghton | Roscommon | MI | 24019 | 7 | Very Cold | Midwest | 44.37 | -84.68 | 1.4 | 0.5 | 5400.7635 | 29308 | 70038367781.8331 | 72956633106.0758 | 55046.7995 | 856.295 | 898.1393 | 808.75 | 829.0954 | 862.2336 | 814.6844 | 759.1728 | 699.0831 | 0.94306 | 0.88046 | 0.87297 | 0.90237 | 0.96678 | 1.0076 | 1.0267 | 1.0745 | 79.2173 | 73.9589 | 73.3293 | 75.799 | 81.2097 | 84.6343 | 86.2454 | 90.2542 | 26.4058 | 24.653 | 24.4431 | 25.2663 | 27.0699 | 28.2114 | 28.7485 | 30.0847 | 25739.1002 | 9192.5358 | 8579.7001 | 3064.1786 | 5400.7635 | 5400.7635 | 9379.2446 | 51858731249.5481 | 19600121280.0976 | 15333004271.3136 | 15333004271.3136 | 77.18% | 56.11% | 1.3821 | 0.066472 | 0.049457 | 0.034456 | 0.021469 | 0 | 0 | 0 | 0 | 0.091868 | 0.068352 | 0.04762 | 0.029671 | 0 | 0 | 0 | 0 | 4613.3724 | 4841.387 | 4365.2572 | 4471.738 | 4649.3012 | 4389.8294 | 4087.862 | 3767.3765 | 24613.0203 | 25828.511 | 23299.5733 | 23834.6351 | 24773.278 | 23386.62 | 21776.7173 | 20085.0246 | 20322.4476 | 21213.6178 | 18822.2795 | 19306.3022 | 20103.2707 | 19033.1545 | 17845.7688 | 16338.0894 | 49548.8404 | 51883.5158 | 46487.11 | 47612.6753 | 49525.8499 | 46809.604 | 43710.3482 | 40190.4906 | 0.094456 | 0.070278 | 0.048961 | 0.030507 | 0 | 0 | 0 | 0 | 402.3832 | 299.3825 | 118.9758 | 74.1322 | 0 | 0 | 0 | 0 | 181.7336 | 135.2141 | 33.1468 | 20.6533 | 0 | 0 | 0 | 0 | 54.416 | 51.0636 | 50.8213 | 52.7477 | 56.5934 | 59.0346 | 60.2404 | 63.1232 | 4570.94 | 4289.3442 | 4268.9904 | 4430.8068 | 4753.8446 | 4958.9067 | 5060.1915 | 5302.3476 | 1523.6467 | 1429.7814 | 1422.9968 | 1476.9356 | 1584.6149 | 1652.9689 | 1686.7305 | 1767.4492 | 11.37% | 7.26% | 16.77% | 14.79% | 11.42% | 16.2% | 21.67% | 27.9% | 40.03% | 37.91% | 44.01% | 42.65% | 40.3% | 43.04% | 46.3% | 49.88% | 24.15% | 20.95% | 29% | 27.29% | 24.37% | 28.24% | 32.72% | 37.77%
MI_TRAVERSE-CITY-CHERRY-CAP_726387_TY3A | Traverse-City | Grand Traverse | MI | 93088 | 6 | Cold | Midwest | 44.73 | -85.58 | 1.4 | 0.5 | 4955.4189 | 29308 | 68108140905.5974 | 70945980109.9973 | 53529.7337 | 748.4179 | 785.7837 | 708.2727 | 725.7462 | 754.0273 | 711.8573 | 663.2254 | 610.2537 | 0.82134 | 0.76587 | 0.75796 | 0.78256 | 0.83786 | 0.87288 | 0.88867 | 0.92925 | 68.9928 | 64.3332 | 63.6688 | 65.7352 | 70.3804 | 73.3223 | 74.6484 | 78.0573 | 22.9976 | 21.4444 | 21.2229 | 21.9117 | 23.4601 | 24.4408 | 24.8828 | 26.0191 | 25029.7418 | 8939.1935 | 8343.2473 | 2979.7312 | 4955.4189 | 4955.4189 | 8628.6634 | 50968476665.6537 | 18866302135.0638 | 14432708505.5688 | 14432708505.5688 | 77.93% | 56.66% | 1.2681 | 0.066472 | 0.049457 | 0.034456 | 0.021469 | 0 | 0 | 0 | 0 | 0.084293 | 0.062716 | 0.043693 | 0.027225 | 0 | 0 | 0 | 0 | 4304.9791 | 4519.2532 | 4079.4922 | 4182.2252 | 4346.5066 | 4105.0872 | 3819.9905 | 3518.0932 | 23604.2176 | 24772.1101 | 22343.0449 | 22880.672 | 23768.4486 | 22445.057 | 20886.9164 | 19241.5535 | 18981.2157 | 19911.9811 | 17731.6337 | 18049.8077 | 18725.1571 | 17611.3334 | 16531.0805 | 15142.3537 | 46890.4124 | 49203.3443 | 44154.1708 | 45112.7049 | 46840.1124 | 44161.4776 | 41237.9874 | 37902.0003 | 0.086667 | 0.064483 | 0.044924 | 0.027991 | 0 | 0 | 0 | 0 | 369.2028 | 274.6955 | 109.1651 | 68.0193 | 0 | 0 | 0 | 0 | 166.7479 | 124.0644 | 30.4135 | 18.9502 | 0 | 0 | 0 | 0 | 50.955 | 47.6946 | 47.3014 | 48.9974 | 52.5165 | 54.7895 | 55.8117 | 58.3841 | 4280.2186 | 4006.3482 | 3973.3196 | 4115.7816 | 4411.3868 | 4602.316 | 4688.1834 | 4904.264 | 1426.7395 | 1335.4494 | 1324.4399 | 1371.9272 | 1470.4623 | 1534.1053 | 1562.7278 | 1634.7547 | 13.61% | 9.412% | 18.59% | 16.85% | 13.71% | 18.58% | 23.91% | 29.99% | 41.64% | 39.46% | 45.35% | 44.17% | 41.97% | 44.76% | 47.95% | 51.46% | 26.12% | 22.84% | 30.61% | 29.11% | 26.39% | 30.33% | 34.7% | 39.63%
MN_DULUTH-IAP_727450_TY3A | Duluth | St Louis | MN | 199070 | 7 | Very Cold | Midwest | 46.83 | -92.22 | 1.7 | 0.5 | 6740.7997 | 29308 | 86928052811.9564 | 90550055012.4533 | 68321.2823 | 1092.0814 | 1073.7434 | 994.8139 | 870.6121 | 943.4387 | 1050.0135 | 998.9404 | 864.8287 | 0.50702 | 0.35681 | 0.22847 | 0.16023 | 0.12071 | 0.089628 | 0.075034 | 0.058182 | 42.5897 | 29.972 | 19.1911 | 13.4597 | 10.1394 | 7.5288 | 6.3029 | 4.8873 | 14.1966 | 9.9907 | 6.397 | 4.4866 | 3.3798 | 2.5096 | 2.101 | 1.6291 | 38791.6436 | 11409.3069 | 12930.5479 | 3803.1023 | 6740.7997 | 6740.7997 | 11668.1927 | 57019257994.2079 | 23436498028.546 | 26553058934.749 | 26553058934.749 | 68.23% | 46.88% | 1.725 | 0.066472 | 0.049457 | 0.034456 | 0.021469 | 0 | 0 | 0 | 0 | 0.11466 | 0.085311 | 0.059435 | 0.037033 | 0 | 0 | 0 | 0 | 4645.6961 | 4563.4786 | 4218.3665 | 3686.4505 | 3991.2207 | 4437.9989 | 4221.6586 | 3652.8604 | 23499.463 | 23031.3128 | 21137.3034 | 18386.2841 | 19852.0949 | 22003.8661 | 20915.5351 | 18127.1143 | 30367.3966 | 30277.967 | 29205.4653 | 26103.2248 | 28607.5559 | 32157.9279 | 30605.3873 | 26411.5411 | 58512.5557 | 57872.7584 | 54561.1352 | 48175.9594 | 52450.8714 | 58599.7929 | 55742.581 | 48191.5157 | 0.11789 | 0.087715 | 0.061109 | 0.038077 | 0 | 0 | 0 | 0 | 502.2224 | 373.6652 | 148.496 | 92.5259 | 0 | 0 | 0 | 0 | 226.8253 | 168.7633 | 41.3711 | 25.7778 | 0 | 0 | 0 | 0 | 27.2391 | 19.4076 | 12.5806 | 8.7934 | 6.5873 | 4.8607 | 4.1066 | 3.2211 | 2288.0879 | 1630.2349 | 1056.768 | 738.6418 | 553.3292 | 408.2949 | 344.9549 | 270.5757 | 762.696 | 543.4116 | 352.256 | 246.2139 | 184.4431 | 136.0983 | 114.985 | 90.1919 | 15.7% | 16.6% | 21.29% | 30.37% | 24.27% | 15.53% | 19.59% | 30.35% | 48.77% | 49.95% | 53.35% | 58.96% | 55.64% | 50.65% | 53.08% | 59.41% | 30.94% | 31.99% | 36.14% | 43.62% | 38.8% | 31.79% | 35.09% | 43.81%
MN_MINNEAPOLIS-ST-PAUL-IAP_726580_TY3A | Minneapolis | Hennepin | MN | 1265843 | 6 | Cold | Midwest | 44.88 | -93.23 | 1.7 | 0.5 | 6222.5879 | 29308 | 67024398470.3348 | 69817081739.9319 | 52677.9641 | 753.1258 | 741.2894 | 695.181 | 611.5521 | 663.2325 | 739.6931 | 706.0721 | 606.6801 | 0.34902 | 0.24786 | 0.15884 | 0.11177 | 0.08421 | 0.063142 | 0.053783 | 0.042704 | 29.3175 | 20.82 | 13.3428 | 9.3891 | 7.0736 | 5.3039 | 4.5178 | 3.5871 | 9.7725 | 6.94 | 4.4476 | 3.1297 | 2.3579 | 1.768 | 1.5059 | 1.1957 | 29909.6378 | 8796.9523 | 9969.8793 | 2932.3174 | 6222.5879 | 6222.5879 | 10530.9519 | 48789538004.5526 | 18963783702.6968 | 15720100378.7966 | 15720100378.7966 | 75.63% | 54.68% | 1.5924 | 0.066472 | 0.049457 | 0.034456 | 0.021469 | 0 | 0 | 0 | 0 | 0.10585 | 0.078753 | 0.054866 | 0.034186 | 0 | 0 | 0 | 0 | 3498.4488 | 3439.9731 | 3213.3526 | 2819.3715 | 3056.3582 | 3405.1526 | 3246.7853 | 2795.0256 | 19624.7248 | 19296.4812 | 17963.2828 | 15719.161 | 17024.3469 | 18938.479 | 18028.3657 | 15542.6256 | 17882.575 | 17858.4981 | 17576.4238 | 15909.2322 | 17431.2395 | 19705.8148 | 18965.6296 | 16020.7183 | 41005.7486 | 40594.9524 | 38753.0592 | 34447.7646 | 37511.9446 | 42049.4464 | 40240.7805 | 34358.3696 | 0.10883 | 0.080972 | 0.056412 | 0.035149 | 0 | 0 | 0 | 0 | 463.6131 | 344.939 | 137.0801 | 85.4128 | 0 | 0 | 0 | 0 | 209.3877 | 155.7893 | 38.1906 | 23.7961 | 0 | 0 | 0 | 0 | 18.887 | 13.5609 | 8.6696 | 6.0971 | 4.5072 | 3.4054 | 2.9489 | 2.3948 | 1586.5073 | 1139.114 | 728.2443 | 512.158 | 378.6072 | 286.0511 | 247.7095 | 201.1616 | 528.8358 | 379.7047 | 242.7481 | 170.7193 | 126.2024 | 95.3504 | 82.5698 | 67.0539 | 23.25% | 24.01% | 27.39% | 35.36% | 29.68% | 21.28% | 24.62% | 35.52% | 53.28% | 54.33% | 56.98% | 61.91% | 58.84% | 54.05% | 56.04% | 62.43% | 37.08% | 37.99% | 41.11% | 47.67% | 43.18% | 36.45% | 39.17% | 47.99%
MO_KANSAS-CITY-DOWNTOWN-AP_724463_TY3A | Kansas-City | Jackson | MO | 703011 | 4 | Mixed-Humid | Rocky Mountains | 39.12 | -94.6 | 2.3 | 0.5 | 6188.8467 | 29308 | 28149183194.693 | 29322065827.8053 | 22123.9085 | 412.9622 | 399.7675 | 336.9209 | 289.3837 | 294.1217 | 303.0262 | 297.4214 | 293.7646 | 0.097252 | 0.061212 | 0.031218 | 0.017909 | 0.010334 | 0.0050851 | 0.0030863 | 0.0011138 | 8.1691 | 5.1418 | 2.6223 | 1.5044 | 0.86807 | 0.42715 | 0.25925 | 0.09356 | 2.723 | 1.7139 | 0.87411 | 0.50146 | 0.28936 | 0.14238 | 0.086415 | 0.031187 | 16995.0694 | 3694.5803 | 5665.0231 | 1231.5268 | 6188.8467 | 6188.8467 | 7801.5941 | 26213869188.4979 | 8418599058.4205 | 896845193.9317 | 896845193.9317 | 96.69% | 90.37% | 1.5837 | 0 | 0 | 0 | 0 | 0 | 0 | 0 | 0 | 0 | 0 | 0 | 0 | 0 | 0 | 0 | 0 | 2051.8762 | 1986.051 | 1672.5806 | 1437.4187 | 1460.9157 | 1504.9274 | 1476.8254 | 1459.4246 | 12149.5904 | 11774.3565 | 9939.6147 | 8518.0559 | 8665.2115 | 8932.1311 | 8760.5072 | 8668.2557 | 1324.4349 | 1286.4809 | 1081.551 | 908.5464 | 940.0066 | 976.2031 | 943.8537 | 943.544 | 15525.9015 | 15046.8885 | 12693.7462 | 10864.021 | 11066.1337 | 11413.2616 | 11181.1863 | 11071.2243 | 0 | 0 | 0 | 0 | 0 | 0 | 0 | 0 | 0 | 0 | 0 | 0 | 0 | 0 | 0 | 0 | 0 | 0 | 0 | 0 | 0 | 0 | 0 | 0 | 3.5973 | 2.2584 | 1.152 | 0.66088 | 0.37004 | 0.18033 | 0.10734 | 0.039192 | 302.1733 | 189.7089 | 96.7712 | 55.5141 | 31.0832 | 15.1479 | 9.0166 | 3.2922 | 100.7244 | 63.2363 | 32.2571 | 18.5047 | 10.3611 | 5.0493 | 3.0055 | 1.0974 | 31.11% | 33.2% | 43.48% | 51.53% | 50.64% | 49.11% | 50.13% | 50.61% | 63.39% | 64.75% | 70.36% | 74.67% | 74.26% | 73.49% | 74.04% | 74.31% | 46.91% | 48.64% | 56.65% | 62.87% | 62.22% | 61.06% | 61.85% | 62.23%
MO_ST-JOSEPH-ROSECRANS-MEM_724490_TY3A | St.-Joseph | Buchanan | MO | 87364 | 5 | Cold | Rocky Mountains | 39.77 | -94.9 | 2.3 | 0.5 | 5119.0139 | 29308 | 36202116754.4411 | 37710538285.8759 | 28453.1283 | 412.0112 | 398.1476 | 333.6233 | 285.0376 | 288.9725 | 296.4963 | 289.4244 | 282.5987 | 0.089983 | 0.056202 | 0.027 | 0.015245 | 0.0089504 | 0.0044057 | 0.0026615 | 0.00090693 | 7.5586 | 4.721 | 2.268 | 1.2806 | 0.75183 | 0.37008 | 0.22357 | 0.076182 | 2.5195 | 1.5737 | 0.75599 | 0.42685 | 0.25061 | 0.12336 | 0.074522 | 0.025394 | 21857.028 | 4751.5278 | 7285.676 | 1583.8426 | 5119.0139 | 5119.0139 | 7920.9027 | 31118983158.9093 | 10984708470.7237 | 3802270340.9514 | 3802270340.9514 | 89.11% | 74.29% | 1.31 | 0.066472 | 0.049457 | 0.034456 | 0.021469 | 0 | 0 | 0 | 0 | 0.087075 | 0.064786 | 0.045135 | 0.028123 | 0 | 0 | 0 | 0 | 2384.2057 | 2303.8978 | 1930.603 | 1650.6095 | 1673.3851 | 1716.2908 | 1676.6454 | 1638.8009 | 15654.3998 | 15140.4033 | 12705.2257 | 10832.6613 | 10984.0703 | 11282.4808 | 11009.8343 | 10768.234 | 5280.2169 | 5095.4751 | 4239.1267 | 3598.0401 | 3645.3615 | 3732.3347 | 3550.2703 | 3422.2457 | 23318.8224 | 22539.7761 | 18874.9554 | 16081.3108 | 16302.8169 | 16731.1063 | 16236.75 | 15829.2806 | 0.089529 | 0.066611 | 0.046407 | 0.028916 | 0 | 0 | 0 | 0 | 381.3915 | 283.7641 | 112.769 | 70.2649 | 0 | 0 | 0 | 0 | 172.2529 | 128.1601 | 31.4175 | 19.5759 | 0 | 0 | 0 | 0 | 4.9001 | 3.0763 | 1.467 | 0.81406 | 0.47908 | 0.2384 | 0.145 | 0.050034 | 411.6055 | 258.4085 | 123.2311 | 68.3812 | 40.2426 | 20.0252 | 12.1798 | 4.2029 | 137.2018 | 86.1362 | 41.077 | 22.7937 | 13.4142 | 6.6751 | 4.0599 | 1.401 | 19.21% | 21.88% | 34.43% | 44.04% | 43.28% | 41.8% | 43.51% | 44.91% | 56.54% | 58.38% | 65.5% | 70.69% | 70.47% | 69.74% | 70.64% | 71.39% | 37.39% | 39.68% | 49.68% | 57.13% | 56.62% | 55.51% | 56.82% | 57.9%
MS_GULFPORT-BILOXI-IAP_747685_TY3A | Gulfport | Harrison | MS | 208080 | 2 | Hot-Humid | Southeast | 30.4 | -89.07 | 1.8 | 0.5 | 5599.746 | 29308 | 4680437465.631 | 4875455693.3656 | 3678.5995 | 63.0174 | 62.7445 | 53.7776 | 47.2976 | 46.1016 | 48.3982 | 45.1585 | 41.8399 | 0.16001 | 0.13162 | 0.10649 | 0.098579 | 0.091422 | 0.097855 | 0.11173 | 0.12449 | 13.4407 | 11.056 | 8.9451 | 8.2806 | 7.6795 | 8.2199 | 9.3852 | 10.4574 | 4.4802 | 3.6853 | 2.9817 | 2.7602 | 2.5598 | 2.74 | 3.1284 | 3.4858 | 2211.5067 | 614.3074 | 737.1689 | 204.7691 | 5599.746 | 5599.746 | 4181.4462 | 4442978687.6012 | 1259512045.4538 | 67991965.3443 | 67991965.3443 | 98.49% | 94.88% | 1.433 | 0 | 0 | 0 | 0 | 0 | 0 | 0 | 0 | 0 | 0 | 0 | 0 | 0 | 0 | 0 | 0 | 338.6837 | 337.1517 | 289.0587 | 254.2893 | 247.8747 | 260.1363 | 242.6856 | 224.8612 | 1945.1497 | 1939.8084 | 1652.2781 | 1453.1547 | 1408.7973 | 1478.5082 | 1375.1745 | 1275.3833 | 102.3863 | 102.5312 | 89.8666 | 79.362 | 78.9848 | 82.0534 | 77.0581 | 70.0438 | 2386.2197 | 2379.4914 | 2031.2035 | 1786.8059 | 1735.6569 | 1820.6979 | 1694.9182 | 1570.2882 | 0 | 0 | 0 | 0 | 0 | 0 | 0 | 0 | 0 | 0 | 0 | 0 | 0 | 0 | 0 | 0 | 0 | 0 | 0 | 0 | 0 | 0 | 0 | 0 | 5.9686 | 4.9447 | 4.0492 | 3.7718 | 3.5143 | 3.7713 | 4.3193 | 4.8256 | 501.361 | 415.3533 | 340.1339 | 316.8313 | 295.2022 | 316.787 | 362.8212 | 405.3512 | 167.1203 | 138.4511 | 113.378 | 105.6104 | 98.4007 | 105.5957 | 120.9404 | 135.1171 | 36.22% | 36.4% | 45.58% | 52.04% | 53.4% | 51.15% | 54.48% | 57.79% | 56.12% | 57.51% | 63.89% | 67.93% | 69.03% | 67.42% | 68.63% | 69.87% | 45.53% | 46.28% | 54.15% | 59.48% | 60.72% | 58.77% | 61.11% | 63.45%
MS_JACKSON-IAP_722350_TY3A | Jackson | Hinds | MS | 231840 | 3 | Hot-Humid | Southeast | 32.32 | -90.08 | 1.8 | 0.5 | 5526.7588 | 29308 | 11977639761.5216 | 12476708084.9183 | 9413.8507 | 167.1069 | 165.6074 | 142.3868 | 125.1451 | 121.5928 | 126.0527 | 117.3503 | 109.02 | 0.41567 | 0.34495 | 0.28248 | 0.26106 | 0.24586 | 0.26079 | 0.29192 | 0.32413 | 34.9166 | 28.9762 | 23.7282 | 21.9291 | 20.652 | 21.9066 | 24.5213 | 27.2265 | 11.6389 | 9.6587 | 7.9094 | 7.3097 | 6.884 | 7.3022 | 8.1738 | 9.0755 | 5659.4348 | 1572.0652 | 1886.4783 | 524.0217 | 5526.7588 | 5526.7588 | 4791.6113 | 11360512420.4769 | 3356992836.9205 | 180085450.8709 | 180085450.8709 | 98.44% | 94.91% | 1.4143 | 0 | 0 | 0 | 0 | 0 | 0 | 0 | 0 | 0 | 0 | 0 | 0 | 0 | 0 | 0 | 0 | 898.7676 | 890.3142 | 765.0515 | 672.6453 | 653.6957 | 677.4936 | 630.4176 | 585.3923 | 5227.5835 | 5190.163 | 4453.8295 | 3910.9542 | 3787.9572 | 3918.5969 | 3646.9504 | 3390.9135 | 271.3451 | 273.6383 | 239.163 | 210.3307 | 210.6188 | 217.2502 | 203.6523 | 188.9065 | 6397.6962 | 6354.1155 | 5458.044 | 4793.9303 | 4652.2717 | 4813.3407 | 4481.0204 | 4165.2123 | 0 | 0 | 0 | 0 | 0 | 0 | 0 | 0 | 0 | 0 | 0 | 0 | 0 | 0 | 0 | 0 | 0 | 0 | 0 | 0 | 0 | 0 | 0 | 0 | 15.7994 | 13.211 | 10.9309 | 10.173 | 9.6276 | 10.2107 | 11.4101 | 12.663 | 1327.1521 | 1109.7222 | 918.1985 | 854.536 | 808.7181 | 857.6976 | 958.4501 | 1063.6931 | 442.384 | 369.9074 | 306.0662 | 284.8453 | 269.5727 | 285.8992 | 319.4834 | 354.5644 | 33.22% | 33.67% | 42.89% | 49.74% | 51.21% | 49.55% | 52.99% | 56.26% | 54.15% | 55.68% | 62.07% | 66.36% | 67.47% | 66.23% | 67.6% | 68.84% | 43.01% | 43.96% | 51.86% | 57.52% | 58.82% | 57.36% | 59.83% | 62.15%
MT_BILLINGS-LOGAN-IAP_726770_TY3A | Billings | Yellowstone | MT | 161300 | 6 | Cold | Rocky Mountains | 45.8 | -108.55 | 2.2 | 0.5 | 4996.0743 | 29308 | 54536790106.81 | 56809156361.2605 | 42863.3026 | 670.8918 | 691.0862 | 571.0035 | 548.8376 | 535.9302 | 478.8304 | 439.8027 | 383.8769 | 0.00041382 | 0.00038702 | 0.00037504 | 0.0003636 | 0.000324 | 0.000238 | 8.2185e-05 | 2.0425e-05 | 0.034761 | 0.03251 | 0.031503 | 0.030542 | 0.027216 | 0.019992 | 0.0069035 | 0.0017157 | 0.011587 | 0.010837 | 0.010501 | 0.010181 | 0.0090719 | 0.0066641 | 0.0023012 | 0.00057189 | 31494.9963 | 7157.9537 | 10498.3321 | 2385.9846 | 4996.0743 | 4996.0743 | 9618.6827 | 40568312102.9977 | 14556049252.1985 | 11342144543.7959 | 11342144543.7959 | 78.15% | 56.2% | 1.2785 | 0.066472 | 0.049457 | 0.034456 | 0.021469 | 0 | 0 | 0 | 0 | 0.084984 | 0.06323 | 0.044051 | 0.027448 | 0 | 0 | 0 | 0 | 3776.013 | 3881.0714 | 3200.4669 | 3068.0061 | 2997.3876 | 2668.9428 | 2443.0719 | 2133.7951 | 16419.2256 | 16866.326 | 13920.4184 | 13333.0207 | 13021.2011 | 11579.9944 | 10591.3021 | 9260.6174 | 13386.8924 | 14084.072 | 11855.5407 | 11659.3506 | 11342.126 | 10404.4863 | 9814.5807 | 8495.1678 | 33582.1311 | 34831.4695 | 28976.426 | 28060.3774 | 27360.7147 | 24653.4234 | 22848.9547 | 19889.5803 | 0.087378 | 0.065012 | 0.045292 | 0.028221 | 0 | 0 | 0 | 0 | 372.2319 | 276.9492 | 110.0607 | 68.5774 | 0 | 0 | 0 | 0 | 168.116 | 125.0822 | 30.663 | 19.1057 | 0 | 0 | 0 | 0 | 0.014699 | 0.013376 | 0.012907 | 0.012295 | 0.0099032 | 0.0072637 | 0.0023762 | 0.00055292 | 1.2347 | 1.1236 | 1.0842 | 1.0328 | 0.83187 | 0.61015 | 0.1996 | 0.046446 | 0.41158 | 0.37453 | 0.36139 | 0.34427 | 0.27729 | 0.20338 | 0.066532 | 0.015482 | 22.86% | 20.03% | 33.29% | 35.36% | 36.96% | 43.12% | 47.23% | 54.01% | 58.69% | 57.29% | 64.57% | 65.72% | 66.65% | 69.93% | 72.12% | 75.71% | 40.18% | 38.06% | 48.49% | 50.12% | 51.39% | 56.15% | 59.33% | 64.57%
NC_CHARLOTTE-DOUGLAS-IAP_723140_TY3A | Charlotte | Mecklenburg | NC | 1110356 | 3 | Mixed-Humid | Southeast | 35.22 | -80.95 | 1 | 0.5 | 5339.6142 | 29308 | 18713933009.3648 | 19493680218.0883 | 14708.2542 | 224.0212 | 214.8057 | 193.3357 | 170.894 | 180.1342 | 170.7834 | 161.6847 | 139.102 | 0.21632 | 0.19622 | 0.17729 | 0.16056 | 0.1454 | 0.14112 | 0.14119 | 0.14657 | 18.1711 | 16.4826 | 14.8924 | 13.4873 | 12.2133 | 11.8543 | 11.86 | 12.3117 | 6.057 | 5.4942 | 4.9641 | 4.4958 | 4.0711 | 3.9514 | 3.9533 | 4.1039 | 4912.4074 | 2456.2037 | 1637.4691 | 818.7346 | 5339.6142 | 5339.6142 | 5316.644 | 17655452471.9023 | 5027591465.2124 | 333544662.4844 | 333544662.4844 | 98.15% | 93.78% | 1.3664 | 0 | 0 | 0 | 0 | 0 | 0 | 0 | 0 | 0 | 0 | 0 | 0 | 0 | 0 | 0 | 0 | 1251.1182 | 1199.1718 | 1079.0326 | 954.0914 | 1005.7136 | 953.7577 | 902.7339 | 776.2546 | 6611.5921 | 6344.8429 | 5705.8769 | 5034.9293 | 5309.4832 | 5024.9233 | 4769.0028 | 4103.9342 | 471.1292 | 450.5972 | 405.4082 | 355.2852 | 373.02 | 355.5036 | 338.4199 | 293.0088 | 8333.8395 | 7994.6119 | 7190.3178 | 6344.3059 | 6688.2169 | 6334.1845 | 6010.1567 | 5173.1975 | 0 | 0 | 0 | 0 | 0 | 0 | 0 | 0 | 0 | 0 | 0 | 0 | 0 | 0 | 0 | 0 | 0 | 0 | 0 | 0 | 0 | 0 | 0 | 0 | 7.9652 | 7.2454 | 6.5678 | 5.9705 | 5.4302 | 5.2922 | 5.3159 | 5.5375 | 669.0803 | 608.6165 | 551.6943 | 501.518 | 456.1381 | 444.5469 | 446.5328 | 465.1506 | 223.0268 | 202.8722 | 183.8981 | 167.1727 | 152.046 | 148.1823 | 148.8443 | 155.0502 | 44.19% | 46.43% | 51.75% | 57.36% | 55.08% | 57.43% | 59.58% | 65.16% | 59.66% | 61.43% | 65.26% | 69.25% | 67.92% | 69.55% | 70.98% | 74.63% | 50.81% | 52.85% | 57.53% | 62.45% | 60.57% | 62.61% | 64.46% | 69.21%
NC_RALEIGH-DURHAM-IAP_723060_TY3A | Raleigh | Wake | NC | 1111761 | 4 | Mixed-Humid | Southeast | 35.87 | -78.78 | 1 | 0.5 | 5418.627 | 29308 | 21772878600.7791 | 22680081875.8117 | 17112.4388 | 258.9746 | 248.7757 | 223.2893 | 196.6503 | 207.6921 | 197.2094 | 186.5651 | 160.4078 | 0.25262 | 0.23186 | 0.21253 | 0.19482 | 0.17815 | 0.17433 | 0.17564 | 0.18241 | 21.2199 | 19.4765 | 17.8521 | 16.3653 | 14.9643 | 14.6433 | 14.7537 | 15.3226 | 7.0733 | 6.4922 | 5.9507 | 5.4551 | 4.9881 | 4.8811 | 4.9179 | 5.1075 | 5715.3806 | 2857.6903 | 1905.1269 | 952.5634 | 5418.627 | 5418.627 | 5546.7491 | 20544902084.1283 | 6149776652.6016 | 437399787.3324 | 437399787.3324 | 97.92% | 93.36% | 1.3866 | 0 | 0 | 0 | 0 | 0 | 0 | 0 | 0 | 0 | 0 | 0 | 0 | 0 | 0 | 0 | 0 | 1412.9356 | 1355.7648 | 1216.2784 | 1071.9919 | 1132.2869 | 1075.2688 | 1017.1385 | 874.0681 | 8207.7638 | 7895.0661 | 7082.3696 | 6223.8737 | 6575.7856 | 6237.6733 | 5908.9545 | 5085.178 | 643.323 | 615.9184 | 549.703 | 479.4196 | 505.6982 | 483.8147 | 457.6541 | 397.1121 | 10264.0225 | 9866.7492 | 8848.351 | 7775.2851 | 8213.7707 | 7796.7568 | 7383.7471 | 6356.3582 | 0 | 0 | 0 | 0 | 0 | 0 | 0 | 0 | 0 | 0 | 0 | 0 | 0 | 0 | 0 | 0 | 0 | 0 | 0 | 0 | 0 | 0 | 0 | 0 | 9.9301 | 9.1612 | 8.4463 | 7.7791 | 7.1483 | 7.0218 | 7.1007 | 7.3937 | 834.129 | 769.5435 | 709.491 | 653.4412 | 600.4537 | 589.835 | 596.462 | 621.0676 | 278.043 | 256.5145 | 236.497 | 217.8137 | 200.1512 | 196.6117 | 198.8207 | 207.0225 | 40.91% | 43.17% | 48.96% | 55.08% | 52.58% | 54.96% | 57.32% | 63.2% | 57.26% | 59.02% | 63.14% | 67.45% | 65.98% | 67.62% | 69.17% | 73.02% | 47.9% | 49.95% | 55.02% | 60.38% | 58.31% | 60.37% | 62.39% | 67.4%
ND_BISMARCK-MUNI-AP_727640_TY3A | Bismark | Burleigh | ND | 95626 | 6 | Cold | Midwest | 46.77 | -100.77 | 2.2 | 0.5 | 6421.4721 | 29308 | 74915000413.0128 | 78036458763.5549 | 58879.599 | 1356.3098 | 1313.5783 | 1108.1086 | 1010.3342 | 1100.046 | 1184.7193 | 1092.2809 | 995.4758 | 0.0093893 | 0.0080052 | 0.0070873 | 0.0060565 | 0.0049407 | 0.0027744 | 0.0013641 | 0.00043676 | 0.7887 | 0.67243 | 0.59533 | 0.50875 | 0.41502 | 0.23305 | 0.11459 | 0.036688 | 0.2629 | 0.22414 | 0.19844 | 0.16958 | 0.13834 | 0.077684 | 0.038195 | 0.012229 | 43263.4127 | 9832.5938 | 14421.1376 | 3277.5313 | 6421.4721 | 6421.4721 | 11495.167 | 47413999691.1769 | 18973568135.7142 | 24568344771.2048 | 24568344771.2048 | 65.87% | 43.58% | 1.6433 | 0.066472 | 0.049457 | 0.034456 | 0.021469 | 0 | 0 | 0 | 0 | 0.10923 | 0.08127 | 0.056619 | 0.035279 | 0 | 0 | 0 | 0 | 5899.9602 | 5703.2363 | 4796.0913 | 4363.7529 | 4749.3638 | 5112.4536 | 4710.3893 | 4292.1122 | 27783.7853 | 26771.4628 | 22394.2752 | 20295.0159 | 22072.4406 | 23734.3702 | 21818.8492 | 19911.1985 | 39391.2794 | 39019.2703 | 33985.899 | 31747.2095 | 34909.5636 | 37794.9054 | 34955.9179 | 31766.0969 | 73075.025 | 71493.9694 | 61176.2656 | 56405.9782 | 61731.368 | 66641.7292 | 61485.1564 | 55969.4076 | 0.11231 | 0.08356 | 0.058215 | 0.036273 | 0 | 0 | 0 | 0 | 478.4309 | 355.9638 | 141.4614 | 88.1427 | 0 | 0 | 0 | 0 | 216.0801 | 160.7686 | 39.4113 | 24.5566 | 0 | 0 | 0 | 0 | 0.44225 | 0.37372 | 0.32886 | 0.27097 | 0.21066 | 0.11496 | 0.054998 | 0.01729 | 37.1489 | 31.3927 | 27.6245 | 22.7613 | 17.6951 | 9.6568 | 4.6198 | 1.4524 | 12.383 | 10.4642 | 9.2082 | 7.5871 | 5.8984 | 3.2189 | 1.5399 | 0.48412 | -21.31% | -18.77% | -1.981% | 5.817% | -2.921% | -10.95% | -2.523% | 6.523% | 35.07% | 36.55% | 45.75% | 49.98% | 45.39% | 41.1% | 45.62% | 50.46% | 5.943% | 7.994% | 21.19% | 27.26% | 20.52% | 14.3% | 20.84% | 27.85%
ND_FARGO-HECTOR-IAP_727530_TY3A | Fargo | Cass | ND | 181923 | 7 | Very Cold | Midwest | 46.93 | -96.82 | 2.2 | 0.5 | 6921.505 | 29308 | 88107231480.754 | 91778366125.7858 | 69248.0602 | 1606.3322 | 1557.3712 | 1312.8122 | 1199.5732 | 1307.4402 | 1408.5816 | 1301.7538 | 1187.8087 | 0.012843 | 0.010608 | 0.0091998 | 0.0077691 | 0.0063218 | 0.0035125 | 0.0015614 | 0.00033332 | 1.0788 | 0.89104 | 0.77278 | 0.65261 | 0.53103 | 0.29505 | 0.13116 | 0.027999 | 0.35961 | 0.29701 | 0.25759 | 0.21754 | 0.17701 | 0.09835 | 0.043718 | 0.0093329 | 50881.9262 | 11564.0741 | 16960.6421 | 3854.6914 | 6921.505 | 6921.505 | 11838.2346 | 48747548345.8876 | 20108411272.574 | 36219790556.9912 | 36219790556.9912 | 57.37% | 35.7% | 1.7712 | 0.066472 | 0.049457 | 0.034456 | 0.021469 | 0 | 0 | 0 | 0 | 0.11774 | 0.087598 | 0.061028 | 0.038026 | 0 | 0 | 0 | 0 | 6332.9205 | 6120.482 | 5140.1068 | 4678.0231 | 5092.2589 | 5483.841 | 5056.625 | 4615.8149 | 28949.7794 | 27747.7158 | 23063.4232 | 20747.5432 | 22460.6629 | 24152.9423 | 22156.228 | 20290.7779 | 58878.515 | 58462.444 | 50732.4957 | 47667.2202 | 52578.484 | 56888.5657 | 52969.0809 | 48151.3836 | 94161.2149 | 92330.6418 | 78936.0257 | 73092.7865 | 80131.4058 | 86525.3491 | 80181.9339 | 73057.9765 | 0.12105 | 0.090066 | 0.062748 | 0.039097 | 0 | 0 | 0 | 0 | 515.6858 | 383.6823 | 152.4769 | 95.0063 | 0 | 0 | 0 | 0 | 232.906 | 173.2875 | 42.4802 | 26.4688 | 0 | 0 | 0 | 0 | 0.70839 | 0.56229 | 0.47862 | 0.39038 | 0.30593 | 0.16962 | 0.075834 | 0.015938 | 59.5046 | 47.2323 | 40.2044 | 32.7917 | 25.6982 | 14.2479 | 6.3701 | 1.3388 | 19.8349 | 15.7441 | 13.4015 | 10.9306 | 8.5661 | 4.7493 | 2.1234 | 0.44628 | -32.89% | -30.4% | -11.87% | -3.755% | -13.57% | -22.46% | -13.65% | -3.723% | 28.93% | 30.39% | 40.51% | 44.9% | 39.73% | 34.98% | 39.71% | 45.02% | -2.993% | -0.9808% | 13.55% | 19.87% | 12.29% | 5.403% | 12.24% | 19.94%
NE_OMAHA_725530_TY3A | Omaha | Douglas | NE | 571327 | 5 | Cold | Midwest | 41.37 | -96.02 | 2.8 | 0.5 | 5764.7194 | 29308 | 59856170585.6397 | 62350177693.3752 | 47044.0806 | 787.9496 | 729.5308 | 683.3472 | 623.8325 | 626.2995 | 648.2783 | 640.7186 | 634.2645 | 0.083469 | 0.063268 | 0.026227 | 0.011396 | 0.0042996 | 0.00055825 | 0.00026883 | 0.00018801 | 7.0114 | 5.3145 | 2.2031 | 0.95726 | 0.36116 | 0.046893 | 0.022581 | 0.015793 | 2.3371 | 1.7715 | 0.73437 | 0.31909 | 0.12039 | 0.015631 | 0.0075271 | 0.0052643 | 43994.2854 | 7856.1224 | 14664.7618 | 2618.7075 | 5764.7194 | 5764.7194 | 9384.8183 | 44773170286.8401 | 16422642982.0177 | 12877191308.7964 | 12877191308.7964 | 77.66% | 56.05% | 1.4752 | 0.066472 | 0.049457 | 0.034456 | 0.021469 | 0 | 0 | 0 | 0 | 0.098059 | 0.072958 | 0.050829 | 0.031671 | 0 | 0 | 0 | 0 | 3923.5522 | 3631.1581 | 3397.0687 | 3098.3197 | 3103.5618 | 3206.8131 | 3163.0736 | 3128.2724 | 22277.931 | 20668.4444 | 19370.5637 | 17700.9649 | 17772.7677 | 18371.8586 | 18155.6303 | 17994.0601 | 18939.2082 | 17712.2151 | 16812.7365 | 15495.7095 | 16006.5476 | 16919.8557 | 17077.4008 | 17115.9293 | 45140.6915 | 42011.8175 | 39580.369 | 36294.9941 | 36882.8771 | 38498.5273 | 38396.1047 | 38238.2617 | 0.10082 | 0.075014 | 0.052261 | 0.032563 | 0 | 0 | 0 | 0 | 429.4997 | 319.5578 | 126.9935 | 79.128 | 0 | 0 | 0 | 0 | 193.9806 | 144.3261 | 35.3805 | 22.0451 | 0 | 0 | 0 | 0 | 4.2178 | 3.0947 | 1.2378 | 0.51546 | 0.17813 | 0.020991 | 0.010635 | 0.0070928 | 354.2982 | 259.9525 | 103.9751 | 43.2986 | 14.9628 | 1.7632 | 0.8933 | 0.59579 | 118.0994 | 86.6508 | 34.6584 | 14.4329 | 4.9876 | 0.58774 | 0.29777 | 0.1986 | 5.627% | 12.06% | 17.07% | 23.86% | 22.63% | 19.28% | 19.48% | 19.8% | 53.93% | 57.25% | 60.02% | 63.41% | 62.92% | 61.32% | 61.42% | 61.58% | 30.2% | 35.07% | 39.01% | 44.06% | 43.21% | 40.75% | 40.9% | 41.14%
NH_CONCORD-MUNI-AP_726050_TY3A | Concord | Merrimack | NH | 151391 | 6 | Cold | Northeast | 43.2 | -71.5 | 0.9 | 0.5 | 5183.9085 | 29308 | 61487697618.2171 | 64049685018.9759 | 48326.3827 | 49.1183 | 52.7221 | 47.6385 | 33.1251 | 30.28 | 35.895 | 42.609 | 43.4735 | 0.011509 | 0.012902 | 0.012791 | 0.013738 | 0.0075643 | 0.0060789 | 0.0092758 | 0.012445 | 0.96679 | 1.0837 | 1.0744 | 1.154 | 0.6354 | 0.51063 | 0.77917 | 1.0454 | 0.32226 | 0.36125 | 0.35814 | 0.38465 | 0.2118 | 0.17021 | 0.25972 | 0.34845 | 14526.4686 | 8070.2603 | 4842.1562 | 2690.0868 | 5183.9085 | 5183.9085 | 9165.9371 | 47465644516.724 | 17737167788.0265 | 11515254724.8249 | 11515254724.8249 | 80.48% | 60.63% | 1.3266 | 0.066472 | 0.049457 | 0.034456 | 0.021469 | 0 | 0 | 0 | 0 | 0.088179 | 0.065607 | 0.045708 | 0.02848 | 0 | 0 | 0 | 0 | 278.714 | 299.7828 | 270.8768 | 190.3609 | 173.2196 | 205.6103 | 244.0509 | 248.9572 | 1539.6731 | 1659.2041 | 1493.6867 | 1050.5127 | 953.5901 | 1131.5516 | 1343.4858 | 1371.4356 | 1048.0808 | 1119.5735 | 1006.0227 | 621.6419 | 573.7369 | 686.086 | 819.9356 | 843.171 | 2866.4678 | 3078.5604 | 2770.5863 | 1862.5155 | 1700.5466 | 2023.2479 | 2407.4724 | 2463.5638 | 0.090663 | 0.067456 | 0.046995 | 0.029282 | 0 | 0 | 0 | 0 | 386.2264 | 287.3615 | 114.1986 | 71.1556 | 0 | 0 | 0 | 0 | 174.4365 | 129.7849 | 31.8158 | 19.824 | 0 | 0 | 0 | 0 | 0.64084 | 0.71567 | 0.70982 | 0.74797 | 0.36022 | 0.29199 | 0.47087 | 0.64498 | 53.8306 | 60.1165 | 59.6246 | 62.8297 | 30.2587 | 24.5268 | 39.5529 | 54.1781 | 17.9435 | 20.0388 | 19.8749 | 20.9432 | 10.0862 | 8.1756 | 13.1843 | 18.0594 | 94.07% | 93.64% | 94.27% | 96.15% | 96.48% | 95.82% | 95.02% | 94.91% | 95.34% | 95.17% | 95.85% | 97.19% | 97.56% | 97.11% | 96.55% | 96.45% | 94.53% | 94.23% | 94.95% | 96.59% | 96.94% | 96.37% | 95.67% | 95.56%
NH_MANCHESTER-AP_743945_TY3A | Manchester | Hillsborough | NH | 417025 | 5 | Cold | Northeast | 42.93 | -71.43 | 0.9 | 0.5 | 4732.8564 | 29308 | 45093408248.5811 | 46972300258.9387 | 35441.2571 | 29.591 | 31.6343 | 27.4251 | 17.3639 | 16.048 | 19.3543 | 23.3855 | 24.0204 | 0.0079585 | 0.0084802 | 0.0083474 | 0.0087241 | 0.0038021 | 0.0026919 | 0.0046258 | 0.0064286 | 0.66851 | 0.71234 | 0.70118 | 0.73282 | 0.31937 | 0.22612 | 0.38856 | 0.54 | 0.22284 | 0.23745 | 0.23373 | 0.24427 | 0.10646 | 0.075374 | 0.12952 | 0.18 | 10653.3177 | 5918.5098 | 3551.1059 | 1972.8366 | 4732.8564 | 4732.8564 | 8287.9761 | 35728776412.372 | 12329734431.0806 | 7595234022.0622 | 7595234022.0622 | 82.47% | 61.88% | 1.2111 | 0.066472 | 0.049457 | 0.034456 | 0.021469 | 0 | 0 | 0 | 0 | 0.080507 | 0.059899 | 0.041731 | 0.026002 | 0 | 0 | 0 | 0 | 177.2638 | 189.8346 | 165.729 | 107.9104 | 99.4831 | 119.7662 | 144.4444 | 148.2961 | 995.9486 | 1070.7787 | 934.9377 | 604.9407 | 555.2276 | 666.3311 | 801.3462 | 822.1052 | 650.0191 | 672.7441 | 541.1446 | 215.4402 | 208.8221 | 268.9234 | 339.3748 | 353.0383 | 1823.2315 | 1933.3574 | 1641.8113 | 928.2913 | 863.5328 | 1055.0206 | 1285.1654 | 1323.4396 | 0.082775 | 0.061586 | 0.042906 | 0.026734 | 0 | 0 | 0 | 0 | 352.6208 | 262.3581 | 104.2622 | 64.9644 | 0 | 0 | 0 | 0 | 159.2588 | 118.4923 | 29.0475 | 18.0991 | 0 | 0 | 0 | 0 | 0.57637 | 0.59777 | 0.59197 | 0.60791 | 0.20345 | 0.12063 | 0.2521 | 0.36756 | 48.4152 | 50.2128 | 49.7256 | 51.0646 | 17.0901 | 10.133 | 21.176 | 30.875 | 16.1384 | 16.7376 | 16.5752 | 17.0215 | 5.6967 | 3.3777 | 7.0587 | 10.2917 | 94.86% | 94.55% | 95.37% | 97.38% | 97.56% | 97.02% | 96.38% | 96.27% | 95.73% | 95.68% | 96.55% | 97.99% | 98.31% | 97.95% | 97.49% | 97.4% | 95.12% | 94.95% | 95.88% | 97.65% | 97.88% | 97.42% | 96.85% | 96.75%
NJ_NEWARK-IAP_725020_TY3A | Newark | Essex | NJ | 798975 | 4 | Mixed-Humid | Northeast | 40.72 | -74.18 | 0.9 | 0.5 | 5326.2939 | 29308 | 37150652510.204 | 38698596364.7959 | 29198.6319 | 202.4008 | 212.5345 | 190.7932 | 211.3244 | 235.1487 | 233.5397 | 225.1741 | 199.6377 | 0.73414 | 0.69872 | 0.67584 | 0.65842 | 0.65731 | 0.66987 | 0.69128 | 0.71633 | 61.6678 | 58.6922 | 56.7703 | 55.3071 | 55.2143 | 56.269 | 58.0673 | 60.1716 | 20.5559 | 19.5641 | 18.9234 | 18.4357 | 18.4048 | 18.7563 | 19.3558 | 20.0572 | 8776.8417 | 4876.0231 | 2925.6139 | 1625.341 | 5326.2939 | 5326.2939 | 7259.4427 | 32545783013.1112 | 11048710539.4224 | 3183948263.0175 | 3183948263.0175 | 91.09% | 77.63% | 1.363 | 0 | 0 | 0 | 0 | 0 | 0 | 0 | 0 | 0 | 0 | 0 | 0 | 0 | 0 | 0 | 0 | 1145.4226 | 1202.7348 | 1080.0176 | 1196.258 | 1331.0522 | 1321.9839 | 1274.7525 | 1128.9506 | 6794.4556 | 7129.8281 | 6383.853 | 7070.9177 | 7868.3155 | 7820.4977 | 7545.3767 | 6697.5381 | 1946.3216 | 2030.054 | 1774.3306 | 1988.7441 | 2235.9728 | 2288.6767 | 2222.7344 | 1999.3293 | 9886.1998 | 10362.6169 | 9238.2012 | 10255.9197 | 11435.3405 | 11431.1583 | 11042.8637 | 9825.818 | 0 | 0 | 0 | 0 | 0 | 0 | 0 | 0 | 0 | 0 | 0 | 0 | 0 | 0 | 0 | 0 | 0 | 0 | 0 | 0 | 0 | 0 | 0 | 0 | 36.1343 | 34.473 | 33.4145 | 32.6145 | 32.6131 | 33.2198 | 34.3032 | 35.5333 | 3035.2772 | 2895.7279 | 2806.8221 | 2739.6207 | 2739.5008 | 2790.4611 | 2881.4711 | 2984.7938 | 1011.7591 | 965.2426 | 935.6074 | 913.2069 | 913.1669 | 930.1537 | 960.4904 | 994.9313 | 66.37% | 64.77% | 68.57% | 65.13% | 61.15% | 61.16% | 62.47% | 66.58% | 70.03% | 69.25% | 72.05% | 69.86% | 67.14% | 67.03% | 67.72% | 70.28% | 67.92% | 66.66% | 70.04% | 67.13% | 63.68% | 63.65% | 64.69% | 68.15%
NJ_TRENTON-MERCER-CO-AP_724095_TY3A | Trenton | Mercer | NJ | 367430 | 5 | Cold | Northeast | 40.28 | -74.82 | 0.9 | 0.5 | 4745.1713 | 29308 | 33411179201.1864 | 34803311667.9025 | 26259.5851 | 163.9246 | 171.5454 | 153.2634 | 169.5187 | 188.7502 | 188.7039 | 182.6457 | 160.2967 | 0.59379 | 0.5658 | 0.5484 | 0.53558 | 0.53634 | 0.54799 | 0.56526 | 0.58645 | 49.8788 | 47.5274 | 46.0658 | 44.9885 | 45.0523 | 46.0311 | 47.482 | 49.2622 | 16.6263 | 15.8425 | 15.3553 | 14.9962 | 15.0174 | 15.3437 | 15.8273 | 16.4207 | 7893.3911 | 4385.2173 | 2631.1304 | 1461.7391 | 4745.1713 | 4745.1713 | 6751.8945 | 28036830374.1957 | 9501242086.4577 | 4077466024.8131 | 4077466024.8131 | 87.3% | 69.97% | 1.2143 | 0.066472 | 0.049457 | 0.034456 | 0.021469 | 0 | 0 | 0 | 0 | 0.080716 | 0.060055 | 0.041839 | 0.026069 | 0 | 0 | 0 | 0 | 1019.243 | 1066.7383 | 953.6564 | 1054.4324 | 1173.5161 | 1172.5663 | 1134.5453 | 995.6173 | 5846.5554 | 6114.2645 | 5432.2661 | 6006.948 | 6684.4076 | 6691.7534 | 6481.2471 | 5698.3079 | 2469.9147 | 2558.9822 | 2224.3628 | 2471.6784 | 2781.3283 | 2845.6362 | 2793.2277 | 2441.9472 | 9335.7131 | 9739.9851 | 8610.2852 | 9533.0588 | 10639.2521 | 10709.9559 | 10409.0201 | 9135.8725 | 0.08299 | 0.061747 | 0.043018 | 0.026804 | 0 | 0 | 0 | 0 | 353.5384 | 263.0408 | 104.5335 | 65.1334 | 0 | 0 | 0 | 0 | 159.6732 | 118.8006 | 29.1231 | 18.1462 | 0 | 0 | 0 | 0 | 33.9206 | 32.379 | 31.4499 | 30.7967 | 30.8785 | 31.5689 | 32.569 | 33.8036 | 2849.3337 | 2719.8394 | 2641.7888 | 2586.9234 | 2593.7958 | 2651.7916 | 2735.8002 | 2839.5012 | 949.7779 | 906.6131 | 880.5963 | 862.3078 | 864.5986 | 883.9305 | 911.9334 | 946.5004 | 64.67% | 63.15% | 67.4% | 63.93% | 59.77% | 59.51% | 60.63% | 65.42% | 67.64% | 67.17% | 70.68% | 68.56% | 65.87% | 65.54% | 66.09% | 69.09% | 65.79% | 64.75% | 68.81% | 65.9% | 62.35% | 62.06% | 62.94% | 66.97%
NM_ALBUQUERQUE-IAP_723650_TY3A | Albuquerque | Bernalillo | NM | 679121 | 4 | Mixed-Dry | Southwest | 35.04 | -106.62 | 3.3 | 0.5 | 4959.6786 | 29308 | 20408175275.825 | 21258515912.3179 | 16039.8474 | 359.3912 | 280.1605 | 240.5377 | 214.8457 | 208.2298 | 200.6261 | 185.5242 | 185.2956 | 0.16999 | 0.098386 | 0.071868 | 0.052704 | 0.043222 | 0.043956 | 0.053972 | 0.066125 | 14.2795 | 8.2644 | 6.0369 | 4.4272 | 3.6306 | 3.6923 | 4.5337 | 5.5545 | 4.7598 | 2.7548 | 2.0123 | 1.4757 | 1.2102 | 1.2308 | 1.5112 | 1.8515 | 17678.5818 | 2678.573 | 5892.8606 | 892.8577 | 4959.6786 | 4959.6786 | 5497.1692 | 19039356529.4737 | 6023695784.3362 | 405059424.4428 | 405059424.4428 | 97.92% | 93.7% | 1.2692 | 0.10655 | 0.085502 | 0.066472 | 0.049457 | 0.034456 | 0.021469 | 0 | 0 | 0.13523 | 0.10852 | 0.084365 | 0.06277 | 0.043731 | 0.027248 | 0 | 0 | 2096.5578 | 1632.7494 | 1401.8233 | 1253.1392 | 1214.3255 | 1169.3284 | 1080.4807 | 1078.5112 | 9907.1707 | 7740.5806 | 6647.8308 | 5918.5581 | 5737.6428 | 5534.8018 | 5123.7881 | 5119.3337 | 601.7829 | 464.015 | 393.789 | 339.2061 | 322.1485 | 309.7413 | 286.5003 | 281.1725 | 12605.5115 | 9837.345 | 8443.443 | 7510.9035 | 7274.1168 | 7013.8715 | 6490.769 | 6479.0174 | 0.13903 | 0.11157 | 0.086742 | 0.064538 | 0.044963 | 0.028016 | 0 | 0 | 592.289 | 475.306 | 210.7826 | 156.8272 | 109.2589 | 68.0778 | 0 | 0 | 267.5033 | 214.6687 | 58.7242 | 43.6922 | 30.4396 | 18.9665 | 0 | 0 | 5.9424 | 3.4294 | 2.4931 | 1.8162 | 1.4902 | 1.5181 | 1.8669 | 2.2878 | 499.1627 | 288.0693 | 209.4182 | 152.5606 | 125.1771 | 127.5236 | 156.8161 | 192.1793 | 166.3876 | 96.0231 | 69.8061 | 50.8535 | 41.7257 | 42.5079 | 52.272 | 64.0598 | 23.13% | 39.72% | 48.14% | 53.79% | 55.23% | 56.81% | 60% | 60.07% | 62.75% | 71.1% | 75.81% | 78.64% | 79.49% | 80.3% | 81.83% | 81.77% | 43.77% | 56.09% | 62.84% | 66.99% | 68.11% | 69.27% | 71.57% | 71.57%
NM_LAS-CRUCES-IAP_722695_TY3A | Las-Cruces | Doña Ana | NM | 218195 | 3 | Hot-Dry | Southwest | 32.28 | -106.92 | 3.3 | 0.5 | 5020.8598 | 29308 | 10570397026.3598 | 11010830235.7915 | 8307.8253 | 186.3293 | 145.001 | 123.5724 | 109.3482 | 105.2592 | 100.9309 | 92.8124 | 91.7678 | 0.095007 | 0.053261 | 0.039882 | 0.029439 | 0.023689 | 0.023664 | 0.029164 | 0.035133 | 7.9806 | 4.4739 | 3.3501 | 2.4729 | 1.9899 | 1.9878 | 2.4498 | 2.9512 | 2.6602 | 1.4913 | 1.1167 | 0.82429 | 0.66329 | 0.66259 | 0.8166 | 0.98374 | 9156.6064 | 1387.3646 | 3052.2021 | 462.4549 | 5020.8598 | 5020.8598 | 4759.9528 | 9735669256.3948 | 2972673398.8047 | 317237379.2347 | 317237379.2347 | 96.84% | 90.36% | 1.2848 | 0.10655 | 0.085502 | 0.066472 | 0.049457 | 0.034456 | 0.021469 | 0 | 0 | 0.13689 | 0.10986 | 0.085406 | 0.063544 | 0.04427 | 0.027584 | 0 | 0 | 1101.0065 | 856.9194 | 730.5177 | 646.7361 | 622.5458 | 596.6014 | 547.9399 | 541.509 | 4860.6274 | 3794.9113 | 3232.6345 | 2851.3663 | 2744.8158 | 2638.3856 | 2435.3805 | 2409.3166 | 493.6179 | 386.2116 | 324.98 | 282.7163 | 269.6302 | 259.5304 | 239.6737 | 235.6019 | 6455.2518 | 5038.0422 | 4288.1323 | 3780.8186 | 3636.9918 | 3494.5174 | 3222.9942 | 3186.4275 | 0.14075 | 0.11295 | 0.087812 | 0.065334 | 0.045517 | 0.028361 | 0 | 0 | 599.5953 | 481.1692 | 213.3828 | 158.7618 | 110.6067 | 68.9176 | 0 | 0 | 270.8031 | 217.3168 | 59.4486 | 44.2312 | 30.8151 | 19.2005 | 0 | 0 | 3.3751 | 1.8903 | 1.424 | 1.0477 | 0.83953 | 0.83421 | 1.0259 | 1.2314 | 283.509 | 158.7833 | 119.6188 | 88.0103 | 70.5204 | 70.0735 | 86.178 | 103.4335 | 94.503 | 52.9278 | 39.8729 | 29.3368 | 23.5068 | 23.3578 | 28.726 | 34.4778 | 24% | 40.4% | 49.14% | 55.08% | 56.77% | 58.44% | 61.63% | 62.06% | 61.47% | 70.12% | 75.65% | 78.76% | 79.86% | 80.83% | 82.53% | 82.64% | 43.22% | 55.65% | 63.28% | 67.7% | 69.05% | 70.34% | 72.71% | 72.97%
NM_SANTA-FE-CO-MUNI-AP_723656_TY3A | Santa-Fe | Santa Fe | NM | 150358 | 5 | Cold | Southwest | 35.62 | -106.08 | 3.3 | 0.5 | 4235.5152 | 29308 | 29708942408.8565 | 30946815009.2256 | 23349.8045 | 446.0097 | 348.502 | 299.9384 | 268.1358 | 259.5398 | 250.1273 | 231.2752 | 231.1566 | 0.20672 | 0.11823 | 0.085047 | 0.060577 | 0.049477 | 0.050436 | 0.063261 | 0.079561 | 17.3641 | 9.9311 | 7.1439 | 5.0885 | 4.156 | 4.2366 | 5.3139 | 6.6831 | 5.788 | 3.3104 | 2.3813 | 1.6962 | 1.3853 | 1.4122 | 1.7713 | 2.2277 | 25735.3714 | 3899.2987 | 8578.4571 | 1299.7662 | 4235.5152 | 4235.5152 | 6390.5204 | 26058276863.1519 | 8978846653.0857 | 2126266885.1659 | 2126266885.1659 | 92.46% | 80.85% | 1.0839 | 0.066472 | 0.049457 | 0.034456 | 0.021469 | 0 | 0 | 0 | 0 | 0.072047 | 0.053605 | 0.037345 | 0.023269 | 0 | 0 | 0 | 0 | 3125.2867 | 2441.7954 | 2101.3705 | 1880.5495 | 1820.9065 | 1754.5231 | 1621.4569 | 1621.1208 | 14815.688 | 11611.9219 | 9999.3123 | 8917.9272 | 8639.0892 | 8338.1304 | 7721.0275 | 7724.2139 | 3407.7671 | 2645.5551 | 2258.6646 | 1990.4038 | 1923.7346 | 1864.2081 | 1734.3503 | 1736.7184 | 21348.7418 | 16699.2724 | 14359.3475 | 12788.8805 | 12383.7303 | 11956.8616 | 11076.8348 | 11082.0531 | 0.074077 | 0.055115 | 0.038398 | 0.023925 | 0 | 0 | 0 | 0 | 315.5665 | 234.7888 | 93.306 | 58.1377 | 0 | 0 | 0 | 0 | 142.5235 | 106.0408 | 25.9951 | 16.1972 | 0 | 0 | 0 | 0 | 10.0247 | 5.7261 | 4.0928 | 2.9004 | 2.3958 | 2.4438 | 3.0702 | 3.8586 | 842.075 | 480.9947 | 343.7967 | 243.6344 | 201.2472 | 205.2781 | 257.8994 | 324.1207 | 280.6917 | 160.3316 | 114.5989 | 81.2115 | 67.0824 | 68.426 | 85.9665 | 108.0402 | 10.28% | 29.53% | 39.28% | 45.85% | 47.55% | 49.34% | 53.03% | 53% | 57.89% | 67.35% | 72.23% | 75.42% | 76.37% | 77.16% | 78.7% | 78.57% | 35.36% | 49.48% | 56.76% | 61.53% | 62.82% | 64.08% | 66.64% | 66.56%
NV_LAS-VEGAS-MCCARRAN-IAP_723860_TY3A | Las-Vegas | Clark | NV | 2266715 | 3 | Hot-Dry | Rocky Mountains | 36.08 | -115.15 | 1.9 | 0.5 | 6806.2685 | 29308 | 9902100185.3473 | 10314687693.07 | 7782.576 | 114.8322 | 107.7837 | 99.3571 | 100.4569 | 93.6136 | 89.9895 | 83.0432 | 74.2606 | 0.73364 | 0.70452 | 0.66501 | 0.62147 | 0.57681 | 0.52606 | 0.47798 | 0.42337 | 61.6258 | 59.1797 | 55.8607 | 52.2036 | 48.4519 | 44.189 | 40.1507 | 35.5628 | 20.5419 | 19.7266 | 18.6202 | 17.4012 | 16.1506 | 14.7297 | 13.3836 | 11.8543 | 4938.6725 | 1299.6506 | 1646.2242 | 433.2169 | 6806.2685 | 6806.2685 | 3431.5164 | 9395375561.1914 | 2437591496.3789 | 85797292.7834 | 85797292.7834 | 99.1% | 96.6% | 1.7417 | 0.10655 | 0.085502 | 0.066472 | 0.049457 | 0.034456 | 0.021469 | 0 | 0 | 0.18557 | 0.14892 | 0.11578 | 0.08614 | 0.060012 | 0.037393 | 0 | 0 | 515.5863 | 483.9625 | 445.988 | 450.4915 | 419.509 | 403.0669 | 371.7541 | 332.0931 | 2154.1084 | 2022.95 | 1863.8235 | 1879.9005 | 1750.5083 | 1676.4333 | 1547.5831 | 1381.7729 | 68.1229 | 64.8397 | 59.784 | 61.4022 | 57.7457 | 56.7377 | 52.2237 | 47.878 | 2737.8176 | 2571.7522 | 2369.5955 | 2391.7942 | 2227.7629 | 2136.2379 | 1971.5608 | 1761.744 | 0.1908 | 0.15312 | 0.11904 | 0.088567 | 0.061703 | 0.038446 | 0 | 0 | 812.8103 | 652.2721 | 289.2613 | 215.2172 | 149.9383 | 93.4246 | 0 | 0 | 367.1002 | 294.5943 | 80.5884 | 59.9597 | 41.7729 | 26.0282 | 0 | 0 | 17.6053 | 16.9319 | 16.006 | 14.9854 | 13.9294 | 12.7208 | 11.5674 | 10.2609 | 1478.8494 | 1422.2837 | 1344.5011 | 1258.776 | 1170.068 | 1068.5497 | 971.6639 | 861.9192 | 492.9498 | 474.0946 | 448.167 | 419.592 | 390.0227 | 356.1832 | 323.888 | 287.3064 | 65.33% | 67.41% | 69.94% | 69.66% | 71.72% | 72.86% | 74.93% | 77.58% | 64.57% | 67.25% | 71.76% | 72.73% | 74.95% | 76.7% | 79.19% | 81.43% | 64.01% | 66.56% | 70.96% | 71.23% | 73.33% | 74.73% | 76.95% | 79.4%
NV_RENO-TAHOE-IAP_724880_TY3A | Reno | Washoe | NV | 471519 | 5 | Cold | Rocky Mountains | 39.48 | -119.77 | 1.9 | 0.5 | 4661.2739 | 29308 | 31501040831.4271 | 32813584199.4033 | 24758.308 | 272.2892 | 256.3728 | 230.4825 | 233.0004 | 215.3475 | 205.8482 | 187.2513 | 165.2215 | 1.6547 | 1.5724 | 1.4688 | 1.3536 | 1.2404 | 1.1179 | 1.0067 | 0.8807 | 138.9972 | 132.0851 | 123.3774 | 113.7033 | 104.1958 | 93.9023 | 84.5634 | 73.9791 | 46.3324 | 44.0284 | 41.1258 | 37.9011 | 34.7319 | 31.3008 | 28.1878 | 24.6597 | 15711.1441 | 4134.5116 | 5237.048 | 1378.1705 | 4661.2739 | 4661.2739 | 6359.3381 | 27373395203.7366 | 9332039757.2447 | 2555253201.0701 | 2555253201.0701 | 91.46% | 78.5% | 1.1928 | 0.066472 | 0.049457 | 0.034456 | 0.021469 | 0 | 0 | 0 | 0 | 0.079289 | 0.058993 | 0.041099 | 0.025609 | 0 | 0 | 0 | 0 | 1717.9299 | 1617.1883 | 1452.5906 | 1468.1237 | 1356.4493 | 1296.576 | 1178.9593 | 1039.9076 | 8068.608 | 7603.025 | 6839.6391 | 6896.189 | 6370.2763 | 6067.2121 | 5519.8088 | 4867.208 | 2156.0974 | 2008.912 | 1890.7131 | 1924.4468 | 1810.9365 | 1771.1508 | 1631.7309 | 1456.4196 | 11942.6353 | 11229.1253 | 10182.9427 | 10288.7595 | 9537.6621 | 9134.9389 | 8330.499 | 7363.5352 | 0.081523 | 0.060655 | 0.042257 | 0.02633 | 0 | 0 | 0 | 0 | 347.2876 | 258.3901 | 102.6852 | 63.9818 | 0 | 0 | 0 | 0 | 156.8501 | 116.7001 | 28.6082 | 17.8254 | 0 | 0 | 0 | 0 | 73.6203 | 70.1285 | 65.6496 | 60.7269 | 55.7357 | 50.2677 | 45.3116 | 39.7203 | 6184.1074 | 5890.798 | 5514.566 | 5101.0634 | 4681.7964 | 4222.4869 | 3806.1739 | 3336.5078 | 2061.3691 | 1963.5993 | 1838.1887 | 1700.3545 | 1560.5988 | 1407.4956 | 1268.7246 | 1112.1693 | 52.29% | 55.11% | 59.25% | 58.83% | 61.81% | 63.41% | 66.61% | 70.46% | 58.96% | 61.38% | 64.86% | 65.62% | 68.35% | 70.25% | 72.95% | 76.14% | 55.32% | 57.98% | 61.92% | 62.06% | 64.91% | 66.65% | 69.61% | 73.15%
NY_BUFFALO-NIAGARA-IAP_725280_TY3A | Buffalo | Erie | NY | 918702 | 5 | Cold | Northeast | 42.93 | -78.73 | 0.9 | 0.5 | 4856.1255 | 29308 | 58589632573.7203 | 61030867264.2918 | 46048.6425 | 200.7559 | 210.5563 | 184.3666 | 198.9367 | 202.4105 | 182.0519 | 183.9597 | 166.4322 | 0.48233 | 0.416 | 0.37276 | 0.34177 | 0.32669 | 0.31861 | 0.3128 | 0.31581 | 40.5157 | 34.944 | 31.312 | 28.7083 | 27.4418 | 26.763 | 26.2748 | 26.5278 | 13.5052 | 11.648 | 10.4373 | 9.5694 | 9.1473 | 8.921 | 8.7583 | 8.8426 | 13841.8007 | 7689.8893 | 4613.9336 | 2563.2964 | 4856.1255 | 4856.1255 | 8354.7795 | 45260541492.5195 | 16012578951.136 | 11036786630.5095 | 11036786630.5095 | 80.4% | 59.2% | 1.2427 | 0.066472 | 0.049457 | 0.034456 | 0.021469 | 0 | 0 | 0 | 0 | 0.082604 | 0.061459 | 0.042817 | 0.026679 | 0 | 0 | 0 | 0 | 1181.3649 | 1239.9806 | 1086.4739 | 1169.7743 | 1190.9521 | 1071.1755 | 1081.5545 | 979.2624 | 6419.2767 | 6736.914 | 5881.3373 | 6346.5629 | 6449.723 | 5795.411 | 5853.9555 | 5294.2056 | 4560.8886 | 4742.9741 | 4078.7801 | 4499.5607 | 4523.584 | 4061.1719 | 4130.8898 | 3688.6576 | 12161.5302 | 12719.8687 | 11046.5913 | 12015.8979 | 12164.2591 | 10927.7584 | 11066.3998 | 9962.1256 | 0.084931 | 0.06319 | 0.044024 | 0.027431 | 0 | 0 | 0 | 0 | 361.805 | 269.1914 | 106.9777 | 66.6564 | 0 | 0 | 0 | 0 | 163.4068 | 121.5784 | 29.8041 | 18.5705 | 0 | 0 | 0 | 0 | 28.9531 | 25.0095 | 22.3557 | 20.5106 | 19.6126 | 19.0916 | 18.7399 | 18.878 | 2432.0603 | 2100.7956 | 1877.8751 | 1722.8907 | 1647.459 | 1603.6952 | 1574.1537 | 1585.7558 | 810.6868 | 700.2652 | 625.9584 | 574.2969 | 549.153 | 534.5651 | 524.7179 | 528.5853 | 73.7% | 72.5% | 76.11% | 74.02% | 73.7% | 76.36% | 76.06% | 78.44% | 77.95% | 77.75% | 80.78% | 79.64% | 79.63% | 81.51% | 81.35% | 82.96% | 75.42% | 74.66% | 78.09% | 76.4% | 76.21% | 78.54% | 78.3% | 80.35%
NY_NEW-YORK-J-F-KENNEDY-IAP_744860_TY3A | New-York | New York | NY | 1628706 | 4 | Mixed-Humid | Northeast | 40.65 | -73.8 | 0.9 | 0.5 | 4412.9157 | 29308 | 34698830742.8002 | 36144615357.0836 | 27271.6175 | 102.6514 | 107.8149 | 93.7235 | 100.9309 | 102.4823 | 91.7772 | 92.7577 | 83.8473 | 0.24899 | 0.21336 | 0.191 | 0.17566 | 0.16836 | 0.16455 | 0.16206 | 0.16412 | 20.915 | 17.9221 | 16.0443 | 14.7555 | 14.1426 | 13.8226 | 13.6132 | 13.7865 | 6.9717 | 5.974 | 5.3481 | 4.9185 | 4.7142 | 4.6075 | 4.5377 | 4.5955 | 8197.5988 | 4554.2215 | 2732.5329 | 1518.0738 | 4412.9157 | 4412.9157 | 7010.2233 | 30536072817.5813 | 9574177397.995 | 2803389320.5557 | 2803389320.5557 | 91.59% | 77.35% | 1.1293 | 0 | 0 | 0 | 0 | 0 | 0 | 0 | 0 | 0 | 0 | 0 | 0 | 0 | 0 | 0 | 0 | 697.9898 | 733.2265 | 637.7111 | 686.3287 | 696.8363 | 624.4388 | 630.9246 | 570.2665 | 3839.751 | 4033.4334 | 3495.897 | 3768.6812 | 3819.2286 | 3416.841 | 3454.67 | 3119.729 | 1166.8598 | 1223.4397 | 1021.4278 | 1125.5062 | 1128.4995 | 986.2985 | 1002.5776 | 900.595 | 5704.6006 | 5990.0996 | 5155.0359 | 5580.5162 | 5644.5644 | 5027.5783 | 5088.1722 | 4590.5906 | 0 | 0 | 0 | 0 | 0 | 0 | 0 | 0 | 0 | 0 | 0 | 0 | 0 | 0 | 0 | 0 | 0 | 0 | 0 | 0 | 0 | 0 | 0 | 0 | 13.4626 | 11.5123 | 10.2698 | 9.4265 | 9.0277 | 8.8047 | 8.6568 | 8.7676 | 1130.8577 | 967.0323 | 862.6673 | 791.8298 | 758.3289 | 739.5928 | 727.1671 | 736.4813 | 376.9526 | 322.3441 | 287.5558 | 263.9433 | 252.7763 | 246.5309 | 242.389 | 245.4938 | 79.16% | 78.12% | 81.16% | 79.61% | 79.38% | 81.63% | 81.41% | 83.22% | 82.97% | 82.67% | 85.01% | 84.12% | 84.05% | 85.63% | 85.51% | 86.72% | 80.77% | 80.05% | 82.79% | 81.52% | 81.35% | 83.32% | 83.14% | 84.7%
NY_UTICA-ONEIDA-CO-AP_725197_TY3A | Utica | Oneida | NY | 228671 | 6 | Cold | Northeast | 43.15 | -75.38 | 0.9 | 0.5 | 5328.011 | 29308 | 51586241507.6108 | 53735668237.0947 | 40544.3128 | 180.7761 | 189.4666 | 166.3855 | 178.6782 | 182.4106 | 164.5322 | 165.8714 | 149.6969 | 0.44187 | 0.37803 | 0.33648 | 0.30672 | 0.29259 | 0.28473 | 0.28026 | 0.28293 | 37.1169 | 31.7547 | 28.2644 | 25.7648 | 24.5774 | 23.9173 | 23.542 | 23.7663 | 12.3723 | 10.5849 | 9.4215 | 8.5883 | 8.1925 | 7.9724 | 7.8473 | 7.9221 | 12187.2496 | 6770.6942 | 4062.4165 | 2256.8981 | 5328.011 | 5328.011 | 8895.0635 | 43514006737.8795 | 15927626282.3696 | 5996469882.0041 | 5996469882.0041 | 87.89% | 72.65% | 1.3634 | 0.066472 | 0.049457 | 0.034456 | 0.021469 | 0 | 0 | 0 | 0 | 0.09063 | 0.067431 | 0.046978 | 0.029271 | 0 | 0 | 0 | 0 | 1041.67 | 1091.3347 | 958.2051 | 1029.951 | 1051.9723 | 948.2 | 955.9429 | 862.8157 | 6219.3901 | 6515.486 | 5707.0093 | 6143.9511 | 6257.8891 | 5635.1296 | 5683.0123 | 5125.5532 | 2278.5499 | 2372.6345 | 2080.1006 | 2249.0699 | 2275.1847 | 2074.5707 | 2095.9128 | 1862.4678 | 9539.6099 | 9979.4551 | 8745.315 | 9422.9721 | 9585.0461 | 8657.9003 | 8734.868 | 7850.8367 | 0.093184 | 0.069331 | 0.048302 | 0.030096 | 0 | 0 | 0 | 0 | 396.9628 | 295.3496 | 117.3731 | 73.1336 | 0 | 0 | 0 | 0 | 179.2855 | 133.3926 | 32.7002 | 20.3751 | 0 | 0 | 0 | 0 | 23.4306 | 20.0994 | 17.8969 | 16.3343 | 15.6223 | 15.1855 | 14.95 | 15.081 | 1968.1677 | 1688.35 | 1503.3362 | 1372.0837 | 1312.2728 | 1275.5835 | 1255.803 | 1266.8019 | 656.0559 | 562.7833 | 501.1121 | 457.3612 | 437.4243 | 425.1945 | 418.601 | 422.2673 | 76.58% | 75.5% | 78.52% | 76.86% | 76.46% | 78.73% | 78.54% | 80.71% | 80.07% | 79.97% | 82.64% | 81.8% | 81.75% | 83.36% | 83.26% | 84.72% | 77.95% | 77.32% | 80.27% | 78.96% | 78.7% | 80.69% | 80.54% | 82.41%
OH_CINCINNATI-MUNI-AP-LUNKI_724297_TY3A | Cincinnati | Hamilton | OH | 817473 | 4 | Mixed-Humid | Midwest | 39.1 | -84.42 | 0.9 | 0.5 | 4765.8525 | 29308 | 31840823825.0922 | 33167524817.8045 | 25025.3611 | 437.4566 | 415.3336 | 366.9365 | 330.4186 | 311.108 | 297.9167 | 273.3493 | 249.7333 | 0.58377 | 0.58302 | 0.58034 | 0.58096 | 0.58573 | 0.59031 | 0.5876 | 0.58374 | 49.0367 | 48.9739 | 48.7485 | 48.8011 | 49.201 | 49.5864 | 49.3581 | 49.0341 | 16.3456 | 16.3246 | 16.2495 | 16.267 | 16.4003 | 16.5288 | 16.4527 | 16.3447 | 7522.3946 | 4179.1081 | 2507.4649 | 1393.036 | 4765.8525 | 4765.8525 | 7156.0568 | 27529797252.0593 | 9256393444.5489 | 3065013750.4731 | 3065013750.4731 | 89.98% | 75.12% | 1.2196 | 0 | 0 | 0 | 0 | 0 | 0 | 0 | 0 | 0 | 0 | 0 | 0 | 0 | 0 | 0 | 0 | 2756.0231 | 2616.7419 | 2311.4965 | 2081.5075 | 1960.236 | 1878.1879 | 1723.5908 | 1574.6303 | 15909.5721 | 15123.6088 | 13375.7094 | 12036.0883 | 11315.6515 | 10831.5745 | 9935.5464 | 9072.1025 | 5454.8278 | 5164.5358 | 4582.5449 | 4137.9837 | 3863.6973 | 3681.9244 | 3371.4911 | 3100.7254 | 24120.423 | 22904.8864 | 20269.7509 | 18255.5795 | 17139.5848 | 16391.6867 | 15030.6283 | 13747.4583 | 0 | 0 | 0 | 0 | 0 | 0 | 0 | 0 | 0 | 0 | 0 | 0 | 0 | 0 | 0 | 0 | 0 | 0 | 0 | 0 | 0 | 0 | 0 | 0 | 31.6514 | 31.6482 | 31.6028 | 31.6858 | 32.0376 | 32.3612 | 32.2962 | 32.1549 | 2658.719 | 2658.4484 | 2654.6367 | 2661.6035 | 2691.161 | 2718.3372 | 2712.8847 | 2701.0084 | 886.2397 | 886.1495 | 884.8789 | 887.2012 | 897.0537 | 906.1124 | 904.2949 | 900.3361 | 5.272% | 9.968% | 20.17% | 28% | 32.35% | 35.27% | 40.59% | 45.61% | 28.04% | 31.27% | 38.28% | 43.63% | 46.53% | 48.45% | 52.11% | 55.58% | 14.88% | 18.96% | 27.82% | 34.61% | 38.34% | 40.84% | 45.46% | 49.82%
OH_COLUMBUS-PORT-COLUMBUS-IAP_724280_TY3A | Columbus | Franklin | OH | 1316756 | 5 | Cold | Midwest | 39.98 | -82.88 | 0.9 | 0.5 | 4746.7687 | 29308 | 44715047052.8302 | 46578174013.3648 | 35143.8834 | 626.0245 | 594.704 | 527.353 | 475.7506 | 448.3735 | 430.1711 | 394.6088 | 360.0477 | 0.83313 | 0.83264 | 0.82842 | 0.83066 | 0.83743 | 0.84349 | 0.83927 | 0.83313 | 69.9829 | 69.9417 | 69.5871 | 69.7754 | 70.3441 | 70.8531 | 70.4983 | 69.9831 | 23.3276 | 23.3139 | 23.1957 | 23.2585 | 23.448 | 23.6177 | 23.4994 | 23.3277 | 10563.9299 | 5868.8499 | 3521.31 | 1956.2833 | 4746.7687 | 4746.7687 | 7798.2586 | 35628131223.8949 | 12393445494.9378 | 7311447302.1232 | 7311447302.1232 | 82.97% | 62.9% | 1.2147 | 0.066472 | 0.049457 | 0.034456 | 0.021469 | 0 | 0 | 0 | 0 | 0.080743 | 0.060075 | 0.041853 | 0.026078 | 0 | 0 | 0 | 0 | 3856.0652 | 3662.8655 | 3247.6416 | 2928.3727 | 2760.1951 | 2647.0475 | 2427.2251 | 2214.152 | 21249.7463 | 20195.7662 | 17912.0897 | 16143.0236 | 15204.7104 | 14572.719 | 13356.3388 | 12184.7127 | 12932.7966 | 12324.2041 | 10963.6431 | 9923.1747 | 9296.4456 | 8917.3499 | 8197.0584 | 7490.3527 | 38038.6081 | 36182.8359 | 32123.3743 | 28994.5711 | 27261.3511 | 26137.1164 | 23980.6223 | 21889.2173 | 0.083018 | 0.061767 | 0.043032 | 0.026813 | 0 | 0 | 0 | 0 | 353.6574 | 263.1293 | 104.5686 | 65.1553 | 0 | 0 | 0 | 0 | 159.7269 | 118.8406 | 29.1329 | 18.1523 | 0 | 0 | 0 | 0 | 49.8405 | 49.8746 | 49.8074 | 50.1004 | 50.7035 | 51.2142 | 51.1289 | 50.9613 | 4186.6001 | 4189.4677 | 4183.8179 | 4208.4376 | 4259.0964 | 4301.9888 | 4294.8238 | 4280.7471 | 1395.5334 | 1396.4892 | 1394.606 | 1402.8125 | 1419.6988 | 1433.9963 | 1431.6079 | 1426.9157 | -6.342% | -1.243% | 9.946% | 18.6% | 23.41% | 26.53% | 32.52% | 38.35% | 18.54% | 22.22% | 30.21% | 36.17% | 39.49% | 41.55% | 45.67% | 49.68% | 4.063% | 8.587% | 18.52% | 26.03% | 30.21% | 32.88% | 38.08% | 43.14%
OK_OKLAHOMA-CITY-WILEY_723544_TY3A | Oklahoma-City | Oklahoma | OK | 797434 | 3 | Mixed-Humid | Southwest | 35.53 | -97.65 | 2.5 | 0.5 | 5890.2442 | 29308 | 24848290851.9836 | 25883636304.1497 | 19529.5654 | 275.6487 | 261.0591 | 209.4518 | 147.255 | 108.4498 | 103.57 | 77.3424 | 78.8316 | 0.63723 | 0.46308 | 0.36191 | 0.30042 | 0.24603 | 0.19636 | 0.16054 | 0.13573 | 53.5272 | 38.8991 | 30.4002 | 25.2355 | 20.6667 | 16.4941 | 13.4853 | 11.4011 | 17.8424 | 12.9664 | 10.1334 | 8.4118 | 6.8889 | 5.498 | 4.4951 | 3.8004 | 16306.6909 | 3261.3382 | 5435.5636 | 1087.1127 | 5890.2442 | 5890.2442 | 6565.1022 | 22846794751.9713 | 7621614449.8522 | 1033376071.8164 | 1033376071.8164 | 95.67% | 88.06% | 1.5073 | 0 | 0 | 0 | 0 | 0 | 0 | 0 | 0 | 0 | 0 | 0 | 0 | 0 | 0 | 0 | 0 | 1405.5822 | 1331.1637 | 1068.8686 | 752.639 | 553.6772 | 528.9803 | 396.3423 | 404.2703 | 8329.2781 | 7891.041 | 6313.4486 | 4427.9356 | 3269.3083 | 3122.8789 | 2315.5556 | 2362.6878 | 1120.2455 | 1056.8874 | 852.0819 | 587.9811 | 411.6559 | 389.8605 | 290.9296 | 293.516 | 10855.1059 | 10279.0921 | 8234.3991 | 5768.5557 | 4234.6414 | 4041.7197 | 3002.8275 | 3060.4742 | 0 | 0 | 0 | 0 | 0 | 0 | 0 | 0 | 0 | 0 | 0 | 0 | 0 | 0 | 0 | 0 | 0 | 0 | 0 | 0 | 0 | 0 | 0 | 0 | 24.902 | 18.1566 | 14.2645 | 11.8942 | 9.7592 | 7.7869 | 6.3699 | 5.3828 | 2091.7695 | 1525.1548 | 1198.2184 | 999.1148 | 819.7729 | 654.1033 | 535.0707 | 452.1586 | 697.2565 | 508.3849 | 399.4061 | 333.0383 | 273.2576 | 218.0344 | 178.3569 | 150.7195 | 45.19% | 48.06% | 58.28% | 70.68% | 78.44% | 79.41% | 84.68% | 84.39% | 67.16% | 70.04% | 76.02% | 82.77% | 87.11% | 88.03% | 90.97% | 91.04% | 56.15% | 59.02% | 67.14% | 76.72% | 82.77% | 83.72% | 87.83% | 87.71%
OR_PORTLAND-IAP_726980_TY3A | Portland | Multnomah | OR | 812855 | 4 | Marine | Pacific | 45.6 | -122.62 | 1.9 | 0.5 | 3980.7409 | 29308 | 26709377826.4986 | 27822268569.2693 | 20992.2905 | 111.9163 | 99.9864 | 102.0031 | 102.2974 | 100.7655 | 98.6041 | 103.9315 | 94.5358 | 0.40957 | 0.37768 | 0.34555 | 0.32883 | 0.31645 | 0.3052 | 0.28844 | 0.27485 | 34.4041 | 31.7249 | 29.0258 | 27.6219 | 26.5815 | 25.6369 | 24.2291 | 23.0877 | 11.468 | 10.575 | 9.6753 | 9.2073 | 8.8605 | 8.5456 | 8.0764 | 7.6959 | 13321.3022 | 3505.6058 | 4440.4341 | 1168.5353 | 3980.7409 | 3980.7409 | 5083.1572 | 24726384994.3448 | 6542150102.9494 | 758904712.043 | 758904712.043 | 97.02% | 89.61% | 1.0187 | 0.32858 | 0.29243 | 0.25829 | 0.22617 | 0.19606 | 0.16797 | 0.14189 | 0.11782 | 0.33471 | 0.29789 | 0.26311 | 0.23039 | 0.19972 | 0.1711 | 0.14454 | 0.12002 | 856.3563 | 765.5853 | 779.6508 | 781.3322 | 769.26 | 752.3215 | 792.9774 | 720.9043 | 3647.2257 | 3266.2398 | 3320.8739 | 3326.0695 | 3271.2614 | 3200.5703 | 3373.5224 | 3065.3984 | 451.2683 | 407 | 410.4581 | 411.3745 | 399.4216 | 392.0449 | 412.9505 | 371.8446 | 4954.8503 | 4438.8251 | 4510.9828 | 4518.7761 | 4439.943 | 4344.9367 | 4579.4502 | 4158.1473 | 0.34414 | 0.30628 | 0.27053 | 0.23688 | 0.20535 | 0.17592 | 0.14861 | 0.1234 | 1466.0456 | 1304.7491 | 657.3776 | 575.6234 | 498.9957 | 427.4944 | 361.1195 | 299.8712 | 662.1295 | 589.2811 | 183.1459 | 160.3692 | 139.0206 | 119.1003 | 100.6082 | 83.5444 | 17.8791 | 16.5666 | 15.216 | 14.4659 | 13.8923 | 13.3775 | 12.6129 | 11.983 | 1501.8476 | 1391.5906 | 1278.1419 | 1215.1383 | 1166.9513 | 1123.7082 | 1059.4819 | 1006.5708 | 500.6159 | 463.8635 | 426.0473 | 405.0461 | 388.9838 | 374.5694 | 353.1606 | 335.5236 | 76.52% | 78.96% | 78.62% | 78.58% | 78.95% | 79.4% | 78.29% | 80.28% | 79.13% | 81.2% | 83.01% | 83.37% | 83.91% | 84.46% | 84.19% | 85.6% | 77.11% | 79.44% | 80.83% | 80.97% | 81.4% | 81.88% | 81.16% | 82.86%
OR_REDMOND-ROBERTS-FIELD_726835_TY3A | Redmond | Deschutes | OR | 197692 | 5 | Cold | Pacific | 44.25 | -121.17 | 1.9 | 0.5 | 3659.072 | 29308 | 39987178685.6768 | 41653311130.9132 | 31428.0055 | 165.0332 | 146.0535 | 148.2751 | 148.2748 | 145.8658 | 142.0526 | 149.5761 | 135.5871 | 0.60546 | 0.55331 | 0.50175 | 0.47822 | 0.46156 | 0.44556 | 0.42282 | 0.40442 | 50.8586 | 46.4778 | 42.1468 | 40.1707 | 38.7709 | 37.4274 | 35.5171 | 33.9712 | 16.9529 | 15.4926 | 14.0489 | 13.3902 | 12.9236 | 12.4758 | 11.839 | 11.3237 | 19943.6054 | 5248.3172 | 6647.8685 | 1749.4391 | 3659.072 | 3659.072 | 7177.1649 | 33391006921.9384 | 10930730269.0708 | 4491048576.827 | 4491048576.827 | 88.14% | 70.88% | 0.93636 | 0.066472 | 0.049457 | 0.034456 | 0.021469 | 0 | 0 | 0 | 0 | 0.062241 | 0.046309 | 0.032263 | 0.020103 | 0 | 0 | 0 | 0 | 1331.0297 | 1177.8306 | 1196.5147 | 1195.1942 | 1177.5358 | 1145.7279 | 1206.1428 | 1093.6227 | 5713.2114 | 5066.2287 | 5140.4779 | 5130.4064 | 5050.7805 | 4913.4911 | 5173.0544 | 4689.4533 | 2709.7334 | 2458.9692 | 2456.2919 | 2458.3403 | 2379.9151 | 2335.6058 | 2472.5918 | 2231.2883 | 9753.9745 | 8703.0284 | 8793.2845 | 8783.9409 | 8608.2315 | 8394.8249 | 8851.7889 | 8014.3643 | 0.063995 | 0.047614 | 0.033172 | 0.020669 | 0 | 0 | 0 | 0 | 272.6187 | 202.8347 | 80.6073 | 50.2253 | 0 | 0 | 0 | 0 | 123.1264 | 91.6089 | 22.4573 | 13.9928 | 0 | 0 | 0 | 0 | 35.5993 | 32.9538 | 30.2718 | 29.0629 | 28.099 | 27.1573 | 25.8693 | 24.8362 | 2990.3422 | 2768.1204 | 2542.8285 | 2441.2819 | 2360.3125 | 2281.2169 | 2173.0176 | 2086.2399 | 996.7807 | 922.7068 | 847.6095 | 813.7606 | 786.7708 | 760.4056 | 724.3392 | 695.4133 | 69.13% | 72.44% | 72.15% | 72.18% | 72.74% | 73.41% | 71.97% | 74.61% | 77.1% | 79.45% | 79.9% | 80.15% | 80.69% | 81.2% | 80.59% | 82.21% | 72.82% | 75.7% | 75.83% | 75.96% | 76.5% | 77.1% | 76.05% | 78.21%
PA_BRADFORD-RGNL-AP_725266_TY3A | Bradford | McKean | PA | 40625 | 6 | Cold | Northeast | 41.8 | -78.63 | 0.9 | 0.5 | 5003.155 | 29308 | 76656101226.6161 | 79850105444.3915 | 60248.0207 | 960.4233 | 978.576 | 837.6593 | 709.8825 | 740.8954 | 676.1385 | 604.1198 | 499.2436 | 1.7442 | 1.6779 | 1.6078 | 1.5376 | 1.4801 | 1.4432 | 1.4172 | 1.3848 | 146.5144 | 140.9441 | 135.0528 | 129.16 | 124.3246 | 121.2309 | 119.0415 | 116.3213 | 48.8381 | 46.9814 | 45.0176 | 43.0533 | 41.4415 | 40.4103 | 39.6805 | 38.7738 | 18110.0039 | 10061.1133 | 6036.668 | 3353.7044 | 5003.155 | 5003.155 | 8756.3261 | 54381763646.9685 | 19985337287.5632 | 19135603100.0859 | 19135603100.0859 | 73.97% | 51.09% | 1.2803 | 0.066472 | 0.049457 | 0.034456 | 0.021469 | 0 | 0 | 0 | 0 | 0.085105 | 0.06332 | 0.044114 | 0.027487 | 0 | 0 | 0 | 0 | 5328.3919 | 5434.8743 | 4668.0216 | 3947.5151 | 4122.7821 | 3761.3343 | 3353.6048 | 2781.6314 | 26628.2116 | 27151.543 | 23269.4872 | 19673.9122 | 20533.0508 | 18745.4754 | 16721.8948 | 13853.0431 | 26309.2089 | 26608.7255 | 22217.9319 | 18960.0428 | 19675.8446 | 17923.5675 | 16182.4807 | 13116.2881 | 58265.8124 | 59195.1428 | 50155.4406 | 42581.4701 | 44331.6774 | 40430.3772 | 36257.9803 | 29750.9626 | 0.087502 | 0.065104 | 0.045357 | 0.028261 | 0 | 0 | 0 | 0 | 372.7594 | 277.3417 | 110.2167 | 68.6746 | 0 | 0 | 0 | 0 | 168.3542 | 125.2595 | 30.7065 | 19.1328 | 0 | 0 | 0 | 0 | 104.3799 | 100.6133 | 96.6426 | 92.587 | 89.3162 | 87.2792 | 85.8067 | 83.9009 | 8767.9076 | 8451.5174 | 8117.9782 | 7777.3052 | 7502.5579 | 7331.4498 | 7207.7644 | 7047.6769 | 2922.6359 | 2817.1725 | 2705.9927 | 2592.4351 | 2500.8526 | 2443.8166 | 2402.5881 | 2349.2256 | 4.808% | 3.318% | 17.89% | 30.15% | 27.31% | 33.64% | 40.42% | 51.03% | 24.71% | 24.14% | 34.69% | 43.5% | 41.94% | 46.47% | 51.24% | 58.67% | 13.15% | 12.07% | 25% | 35.8% | 33.5% | 39.06% | 44.99% | 54.26%
PA_PHILADELPHIA-IAP_724080_TY3A | Philadelphia | Philadelphia | PA | 1584064 | 4 | Mixed-Humid | Northeast | 39.87 | -75.23 | 0.9 | 0.5 | 5247.9552 | 29308 | 38188138782.1035 | 39779311231.3581 | 30014.0464 | 451.2442 | 458.7562 | 388.6523 | 329.5956 | 342.5945 | 312.4436 | 280.0446 | 230.1686 | 0.80879 | 0.77996 | 0.75007 | 0.71915 | 0.69428 | 0.67894 | 0.66936 | 0.65631 | 67.9388 | 65.5165 | 63.0061 | 60.409 | 58.3195 | 57.0307 | 56.2266 | 55.1301 | 22.6463 | 21.8388 | 21.002 | 20.1363 | 19.4398 | 19.0102 | 18.7422 | 18.3767 | 9021.9478 | 5012.1932 | 3007.3159 | 1670.7311 | 5247.9552 | 5247.9552 | 6934.2872 | 34379624062.8948 | 11178732903.3166 | 2342787740.3117 | 2342787740.3117 | 93.62% | 82.67% | 1.343 | 0 | 0 | 0 | 0 | 0 | 0 | 0 | 0 | 0 | 0 | 0 | 0 | 0 | 0 | 0 | 0 | 2619.7809 | 2663.3472 | 2255.3779 | 1913.2526 | 1988.3112 | 1813.4659 | 1625.8557 | 1336.155 | 15239.9472 | 15477.0527 | 13068.7102 | 11084.9961 | 11503.3239 | 10492.6133 | 9430.3804 | 7731.1022 | 3198.8939 | 3216.7111 | 2711.6224 | 2312.7547 | 2379.5404 | 2198.7498 | 1998.6477 | 1601.8326 | 21058.622 | 21357.1109 | 18035.7105 | 15311.0035 | 15871.1754 | 14504.8291 | 13054.8838 | 10669.0897 | 0 | 0 | 0 | 0 | 0 | 0 | 0 | 0 | 0 | 0 | 0 | 0 | 0 | 0 | 0 | 0 | 0 | 0 | 0 | 0 | 0 | 0 | 0 | 0 | 37.6643 | 36.4053 | 35.0984 | 33.7176 | 32.6338 | 31.9736 | 31.5717 | 31.0013 | 3163.8003 | 3058.0477 | 2948.2638 | 2832.2768 | 2741.2372 | 2685.7824 | 2652.0219 | 2604.1106 | 1054.6001 | 1019.3492 | 982.7546 | 944.0923 | 913.7457 | 895.2608 | 884.0073 | 868.0369 | 30.88% | 29.91% | 40.68% | 49.54% | 47.72% | 52.17% | 56.91% | 64.72% | 45.65% | 45.22% | 52.84% | 59.17% | 58.13% | 61.3% | 64.61% | 70.06% | 37.12% | 36.38% | 45.82% | 53.61% | 52.12% | 56.03% | 60.16% | 66.98%
PA_PITTSBURGH-IAP_725200_TY3A | Pittsburgh | Allegheny | PA | 1216045 | 5 | Cold | Northeast | 40.5 | -80.23 | 0.9 | 0.5 | 4596.1539 | 29308 | 47652535317.2384 | 49638057622.1233 | 37452.6083 | 521.4447 | 530.4677 | 450.685 | 382.0882 | 398.4219 | 363.1285 | 324.6975 | 266.9902 | 0.93693 | 0.90321 | 0.86771 | 0.83195 | 0.80272 | 0.78462 | 0.77169 | 0.75482 | 78.7022 | 75.8694 | 72.888 | 69.8839 | 67.4282 | 65.9082 | 64.8224 | 63.4051 | 26.2341 | 25.2898 | 24.296 | 23.2946 | 22.4761 | 21.9694 | 21.6075 | 21.135 | 11257.9115 | 6254.3953 | 3752.6372 | 2084.7984 | 4596.1539 | 4596.1539 | 7811.6512 | 38180286966.1828 | 13045510145.848 | 7560070789.0332 | 7560070789.0332 | 83.47% | 63.31% | 1.1762 | 0.066472 | 0.049457 | 0.034456 | 0.021469 | 0 | 0 | 0 | 0 | 0.078181 | 0.058169 | 0.040525 | 0.025251 | 0 | 0 | 0 | 0 | 3267.4769 | 3324.9474 | 2827.3906 | 2394.6816 | 2497.218 | 2277.2728 | 2033.7031 | 1674.0089 | 17661.581 | 17957.3696 | 15222.3588 | 12896.4737 | 13439.9546 | 12253.9002 | 10952.6499 | 8996.9952 | 10523.7459 | 10632.1091 | 8876.0794 | 7599.281 | 7892.6479 | 7155.4132 | 6495.8748 | 5251.9643 | 31452.8038 | 31914.4261 | 26925.8288 | 22890.4363 | 23829.8205 | 21686.5862 | 19482.2278 | 15922.9684 | 0.080384 | 0.059808 | 0.041667 | 0.025962 | 0 | 0 | 0 | 0 | 342.4358 | 254.7803 | 101.2507 | 63.088 | 0 | 0 | 0 | 0 | 154.6588 | 115.0698 | 28.2085 | 17.5764 | 0 | 0 | 0 | 0 | 55.9498 | 54.0644 | 52.052 | 49.9992 | 48.346 | 47.356 | 46.6227 | 45.6554 | 4699.7798 | 4541.4059 | 4372.3647 | 4199.9305 | 4061.0651 | 3977.9008 | 3916.3076 | 3835.0549 | 1566.5933 | 1513.802 | 1457.4549 | 1399.9768 | 1353.6884 | 1325.9669 | 1305.4359 | 1278.3516 | 17.17% | 15.98% | 28.96% | 39.5% | 37.04% | 42.65% | 48.43% | 57.79% | 34.32% | 33.94% | 43.41% | 51% | 49.68% | 53.67% | 57.73% | 64.27% | 24.33% | 23.5% | 35.08% | 44.37% | 42.39% | 47.31% | 52.36% | 60.53%
RI_PROVIDENCE-GREEN-STATE-AP_725070_TY3A | Providence | Providence | RI | 638931 | 5 | Cold | Northeast | 41.72 | -71.43 | 0.9 | 0.5 | 4507.5769 | 29308 | 47681845056.3914 | 49668588600.4075 | 37475.6444 | 98.4332 | 97.8731 | 104.8151 | 100.465 | 108.7608 | 103.9318 | 106.9927 | 111.0052 | 0.45294 | 0.34545 | 0.29034 | 0.2612 | 0.23448 | 0.2201 | 0.20735 | 0.19764 | 38.0472 | 29.0181 | 24.3886 | 21.9411 | 19.6965 | 18.4884 | 17.4176 | 16.6021 | 12.6824 | 9.6727 | 8.1295 | 7.3137 | 6.5655 | 6.1628 | 5.8059 | 5.534 | 11264.8359 | 6258.2422 | 3754.9453 | 2086.0807 | 4507.5769 | 4507.5769 | 7631.642 | 39803394393.1427 | 13304801997.682 | 5987097585.636 | 5987097585.636 | 86.93% | 68.97% | 1.1535 | 0.066472 | 0.049457 | 0.034456 | 0.021469 | 0 | 0 | 0 | 0 | 0.076675 | 0.057048 | 0.039744 | 0.024764 | 0 | 0 | 0 | 0 | 649.594 | 646.3122 | 691.8151 | 663.3498 | 718.2445 | 686.0325 | 705.961 | 730.5128 | 3643.747 | 3625.29 | 3888.698 | 3732.9556 | 4049.0845 | 3866.0562 | 3980.1992 | 4128.9253 | 1613.7109 | 1609.0491 | 1757.3095 | 1694.6464 | 1847.8597 | 1770.6016 | 1817.9801 | 1956.3547 | 5907.0518 | 5880.6513 | 6337.8226 | 6090.9517 | 6615.1887 | 6322.6903 | 6504.1403 | 6815.7928 | 0.078835 | 0.058655 | 0.040864 | 0.025462 | 0 | 0 | 0 | 0 | 335.8364 | 249.8701 | 99.2994 | 61.8721 | 0 | 0 | 0 | 0 | 151.6782 | 112.8521 | 27.6649 | 17.2376 | 0 | 0 | 0 | 0 | 28.1771 | 21.5715 | 18.1353 | 16.3005 | 14.6609 | 13.7525 | 12.9508 | 12.2367 | 2366.8789 | 1812.0056 | 1523.3657 | 1369.2417 | 1231.5171 | 1155.2087 | 1087.8687 | 1027.8807 | 788.9596 | 604.0019 | 507.7886 | 456.4139 | 410.5057 | 385.0696 | 362.6229 | 342.6269 | 84.28% | 84.35% | 83.14% | 83.79% | 82.4% | 83.18% | 82.69% | 81.87% | 84.38% | 85.59% | 85.56% | 86.35% | 85.77% | 86.43% | 86.23% | 85.77% | 84.23% | 84.81% | 84.17% | 84.88% | 83.82% | 84.55% | 84.19% | 83.52%
SC_CHARLESTON-IAP_722080_TY3A | Charleston | Charleston | SC | 411406 | 3 | Hot-Humid | Southeast | 32.9 | -80.03 | 1 | 0.5 | 5719.6575 | 29308 | 9661853032.2003 | 10064430241.8753 | 7593.7533 | 115.9438 | 101.965 | 92.3241 | 85.8082 | 88.9915 | 88.5859 | 91.2117 | 96.351 | 0.056438 | 0.050224 | 0.045592 | 0.047188 | 0.053443 | 0.063301 | 0.07341 | 0.084404 | 4.7408 | 4.2188 | 3.8297 | 3.9638 | 4.4892 | 5.3173 | 6.1665 | 7.09 | 1.5803 | 1.4063 | 1.2766 | 1.3213 | 1.4964 | 1.7724 | 2.0555 | 2.3633 | 2536.2364 | 1268.1182 | 845.4121 | 422.7061 | 5719.6575 | 5719.6575 | 4403.1241 | 9207792228.4412 | 2604925905.0747 | 120019086.3521 | 120019086.3521 | 98.71% | 95.6% | 1.4637 | 0 | 0 | 0 | 0 | 0 | 0 | 0 | 0 | 0 | 0 | 0 | 0 | 0 | 0 | 0 | 0 | 607.0762 | 533.5965 | 483.0259 | 449.0814 | 465.8463 | 464.2722 | 478.116 | 505.1246 | 3514.0457 | 3105.1781 | 2812.4389 | 2607.1181 | 2701.8549 | 2677.2986 | 2754.2021 | 2895.9371 | 174.3643 | 152.9238 | 134.7544 | 122.2076 | 124.7768 | 131.0317 | 136.2062 | 142.7167 | 4295.4861 | 3791.6984 | 3430.2192 | 3178.4072 | 3292.4781 | 3272.6025 | 3368.5244 | 3543.7783 | 0 | 0 | 0 | 0 | 0 | 0 | 0 | 0 | 0 | 0 | 0 | 0 | 0 | 0 | 0 | 0 | 0 | 0 | 0 | 0 | 0 | 0 | 0 | 0 | 2.0745 | 1.8577 | 1.6982 | 1.7661 | 2.0004 | 2.3684 | 2.7464 | 3.1547 | 174.2546 | 156.0506 | 142.6488 | 148.3516 | 168.0375 | 198.9469 | 230.6991 | 264.9951 | 58.0849 | 52.0169 | 47.5496 | 49.4505 | 56.0125 | 66.3156 | 76.8997 | 88.3317 | 44.28% | 50.73% | 55.37% | 58.61% | 57.14% | 57.4% | 56.17% | 53.92% | 61.2% | 65.68% | 68.92% | 71.04% | 69.89% | 69.79% | 68.69% | 66.88% | 51.52% | 57.13% | 61.17% | 63.93% | 62.6% | 62.7% | 61.53% | 59.47%
SD_CHAN-GURNEY-MUNI_726525_TY3A | Yankton | Yankton | SD | 22814 | 5 | Cold | Midwest | 42.92 | -97.38 | 2 | 0.5 | 6034.8947 | 29308 | 59964619774.9978 | 62463145598.9563 | 47129.3165 | 830.7059 | 749.4945 | 587.0894 | 471.5143 | 465.9427 | 424.7282 | 350.4664 | 264.7575 | 0.43811 | 0.29576 | 0.19065 | 0.13605 | 0.093555 | 0.065291 | 0.047869 | 0.035065 | 36.8015 | 24.8435 | 16.0146 | 11.4278 | 7.8586 | 5.4844 | 4.021 | 2.9454 | 12.2672 | 8.2812 | 5.3382 | 3.8093 | 2.6195 | 1.8281 | 1.3403 | 0.98181 | 31481.4254 | 7870.3563 | 10493.8085 | 2623.4521 | 6034.8947 | 6034.8947 | 9747.2992 | 43947085923.3013 | 16721609589.7544 | 13859572433.9862 | 13859572433.9862 | 76.02% | 54.68% | 1.5443 | 0.066472 | 0.049457 | 0.034456 | 0.021469 | 0 | 0 | 0 | 0 | 0.10265 | 0.076377 | 0.053211 | 0.033155 | 0 | 0 | 0 | 0 | 3874.079 | 3494.0141 | 2735.1214 | 2195.1152 | 2168.2419 | 1973.6314 | 1628.4183 | 1228.5121 | 23034.2988 | 20812.2357 | 16361.8715 | 13161.3748 | 13009.7329 | 11844.94 | 9750.6686 | 7351.5575 | 19826.4575 | 17952.6311 | 14267.2267 | 11553.792 | 11464.5023 | 10589.7429 | 8657.9987 | 6646.7574 | 46734.8353 | 42258.881 | 33364.2196 | 26910.2819 | 26642.4771 | 24408.3142 | 20037.0856 | 15226.827 | 0.10555 | 0.078529 | 0.05471 | 0.034089 | 0 | 0 | 0 | 0 | 449.629 | 334.5345 | 132.9453 | 82.8365 | 0 | 0 | 0 | 0 | 203.0719 | 151.0902 | 37.0387 | 23.0783 | 0 | 0 | 0 | 0 | 24.2003 | 16.2265 | 10.7087 | 7.8257 | 5.3572 | 3.7786 | 2.7886 | 1.9567 | 2032.8276 | 1363.0252 | 899.5348 | 657.3554 | 450.0014 | 317.3989 | 234.242 | 164.3593 | 677.6092 | 454.3417 | 299.8449 | 219.1185 | 150.0005 | 105.7996 | 78.0807 | 54.7864 | 2.555% | 11.74% | 30.08% | 43.47% | 44.02% | 48.67% | 57.8% | 67.87% | 43.65% | 49.62% | 60.5% | 68.2% | 68.84% | 71.55% | 76.66% | 82.26% | 22.06% | 29.74% | 44.61% | 55.28% | 55.87% | 59.6% | 66.81% | 74.75%
SD_SIOUX-FALLS-FOSS-FIELD_726510_TY3A | Sioux-Falls | Minnehaha | SD | 193134 | 6 | Cold | Midwest | 43.58 | -96.75 | 2 | 0.5 | 6477.5162 | 29308 | 68400921556.2887 | 71250959954.4675 | 53759.8453 | 1091.4191 | 990.3428 | 784.9611 | 639.9228 | 636.49 | 586.8956 | 485.6772 | 367.6125 | 0.57472 | 0.39927 | 0.2668 | 0.19926 | 0.14627 | 0.10878 | 0.080171 | 0.0608 | 48.2768 | 33.5391 | 22.4113 | 16.7382 | 12.287 | 9.1372 | 6.7344 | 5.1072 | 16.0923 | 11.1797 | 7.4704 | 5.5794 | 4.0957 | 3.0457 | 2.2448 | 1.7024 | 35910.4838 | 8977.621 | 11970.1613 | 2992.5403 | 6477.5162 | 6477.5162 | 10636.4545 | 46826815534.6067 | 18371382528.5994 | 19035212677.9623 | 19035212677.9623 | 71.1% | 49.11% | 1.6576 | 0.066472 | 0.049457 | 0.034456 | 0.021469 | 0 | 0 | 0 | 0 | 0.11018 | 0.081979 | 0.057114 | 0.035587 | 0 | 0 | 0 | 0 | 4845.2512 | 4391.5931 | 3475.6589 | 2829.3564 | 2810.3417 | 2583.4495 | 2132.2596 | 1609.3657 | 25827.316 | 23355.3282 | 18421.0855 | 14963.5705 | 14807.7552 | 13509.2926 | 11074.0277 | 8320.0367 | 30307.6138 | 27880.3931 | 22706.6931 | 18943.5872 | 19136.4652 | 18274.6177 | 15378.5093 | 11908.9081 | 60980.181 | 55627.3144 | 44603.4375 | 36736.514 | 36754.5622 | 34367.3597 | 28584.7965 | 21838.3106 | 0.11329 | 0.084289 | 0.058723 | 0.036589 | 0 | 0 | 0 | 0 | 482.6065 | 359.0705 | 142.696 | 88.912 | 0 | 0 | 0 | 0 | 217.9659 | 162.1717 | 39.7552 | 24.771 | 0 | 0 | 0 | 0 | 32.7696 | 23.1091 | 15.8567 | 12.22 | 9.1957 | 7.2346 | 5.5419 | 4.2747 | 2752.6478 | 1941.1663 | 1331.963 | 1026.4786 | 772.4368 | 607.7068 | 465.5156 | 359.076 | 917.5493 | 647.0554 | 443.9877 | 342.1595 | 257.4789 | 202.5689 | 155.1719 | 119.692 | -11.17% | -1.602% | 18.23% | 32.47% | 32.43% | 36.76% | 47.3% | 59.65% | 35.65% | 41.88% | 53.67% | 61.88% | 62.21% | 64.76% | 70.7% | 77.58% | 11.05% | 19.06% | 35.14% | 46.51% | 46.64% | 50.12% | 58.47% | 68.22%
TN_MEMPHIS-IAP_723340_TY3A | Memphis | Shelby | TN | 937166 | 3 | Hot-Humid | Southeast | 35.07 | -89.98 | 0.9 | 0.5 | 6018.8104 | 29308 | 19633864191.1502 | 20451941865.7814 | 15431.276 | 224.5005 | 236.5005 | 208.2377 | 196.3199 | 205.6479 | 207.5868 | 213.3459 | 209.0935 | 0.17107 | 0.16758 | 0.16581 | 0.167 | 0.17519 | 0.18393 | 0.19806 | 0.21935 | 14.3703 | 14.0768 | 13.9279 | 14.0283 | 14.7162 | 15.4502 | 16.6367 | 18.4256 | 4.7901 | 4.6923 | 4.6426 | 4.6761 | 4.9054 | 5.1501 | 5.5456 | 6.1419 | 4638.5004 | 2576.9447 | 1546.1668 | 858.9816 | 6018.8104 | 6018.8104 | 5803.9016 | 18438078226.6303 | 5561247868.5364 | 487132930.2186 | 487132930.2186 | 97.43% | 91.95% | 1.5402 | 0 | 0 | 0 | 0 | 0 | 0 | 0 | 0 | 0 | 0 | 0 | 0 | 0 | 0 | 0 | 0 | 1111.3542 | 1171.1324 | 1029.8321 | 971.8528 | 1018.5884 | 1027.8881 | 1056.121 | 1034.6624 | 6473.8084 | 6793.6217 | 5978.8569 | 5635.7356 | 5893.9926 | 5959.8287 | 6136.5341 | 6023.6831 | 569.7132 | 599.6998 | 509.7765 | 492.9681 | 521.9101 | 527.9404 | 546.1102 | 530.448 | 8154.8758 | 8564.4539 | 7518.4655 | 7100.5565 | 7434.4911 | 7515.6571 | 7738.7653 | 7588.7935 | 0 | 0 | 0 | 0 | 0 | 0 | 0 | 0 | 0 | 0 | 0 | 0 | 0 | 0 | 0 | 0 | 0 | 0 | 0 | 0 | 0 | 0 | 0 | 0 | 6.191 | 6.0785 | 6.032 | 6.0859 | 6.3906 | 6.7073 | 7.2253 | 7.9998 | 520.042 | 510.5918 | 506.6898 | 511.2137 | 536.8066 | 563.4127 | 606.9262 | 671.9812 | 173.3473 | 170.1973 | 168.8966 | 170.4046 | 178.9355 | 187.8042 | 202.3087 | 223.9937 | 47.91% | 45.34% | 51.93% | 54.56% | 52.46% | 51.94% | 50.53% | 51.48% | 62.09% | 60.37% | 64.91% | 66.7% | 65.14% | 64.67% | 63.52% | 63.89% | 53.9% | 51.68% | 57.41% | 59.69% | 57.81% | 57.32% | 56.02% | 56.72%
TN_NASHVILLE-IAP_723270_TY3A | Nashville | Davidson | TN | 694144 | 4 | Hot-Humid | Southeast | 36.12 | -86.68 | 0.9 | 0.5 | 5410.3971 | 29308 | 23577445250.1699 | 24559838802.2604 | 18530.7417 | 252.0115 | 264.739 | 233.8045 | 220.5435 | 231.5763 | 233.7153 | 240.6799 | 235.9247 | 0.19418 | 0.19021 | 0.18808 | 0.18906 | 0.19827 | 0.20819 | 0.22276 | 0.24539 | 16.3115 | 15.9773 | 15.7984 | 15.881 | 16.6545 | 17.4879 | 18.7121 | 20.6126 | 5.4372 | 5.3258 | 5.2661 | 5.2937 | 5.5515 | 5.8293 | 6.2374 | 6.8709 | 5570.1714 | 3094.5397 | 1856.7238 | 1031.5132 | 5410.3971 | 5410.3971 | 6274.5079 | 21603567501.4471 | 6926874386.4518 | 1052296647.5318 | 1052296647.5318 | 95.36% | 86.81% | 1.3845 | 0 | 0 | 0 | 0 | 0 | 0 | 0 | 0 | 0 | 0 | 0 | 0 | 0 | 0 | 0 | 0 | 1419.5633 | 1490.9846 | 1316.2914 | 1241.7585 | 1304.1001 | 1316.1942 | 1355.5223 | 1328.3807 | 8080.2594 | 8454.3121 | 7473.6993 | 7047.8981 | 7393.2817 | 7475.6536 | 7718.8086 | 7572.4981 | 1210.2186 | 1273.9293 | 1142.5872 | 1080.1225 | 1158.651 | 1179.7291 | 1238.0487 | 1205.3662 | 10710.0413 | 11219.226 | 9932.5779 | 9369.7791 | 9856.0328 | 9971.5768 | 10312.3795 | 10106.245 | 0 | 0 | 0 | 0 | 0 | 0 | 0 | 0 | 0 | 0 | 0 | 0 | 0 | 0 | 0 | 0 | 0 | 0 | 0 | 0 | 0 | 0 | 0 | 0 | 8.2228 | 8.082 | 8.0095 | 8.0805 | 8.4864 | 8.9225 | 9.545 | 10.5246 | 690.7189 | 678.8896 | 672.7946 | 678.7613 | 712.8545 | 749.4894 | 801.7833 | 884.0676 | 230.2396 | 226.2965 | 224.2649 | 226.2538 | 237.6182 | 249.8298 | 267.2611 | 294.6892 | 42.98% | 40.31% | 47.07% | 50.03% | 47.47% | 46.86% | 45.06% | 46.15% | 58.49% | 56.7% | 61.36% | 63.37% | 61.49% | 60.94% | 59.52% | 59.97% | 49.53% | 47.23% | 53.1% | 55.67% | 53.39% | 52.81% | 51.17% | 51.98%
TX_DALLAS-FORT-WORTH-IAP_722590_TY3A | Dallas | Dallas | TX | 2635516 | 3 | Hot-Humid | Southwest | 32.9 | -97.02 | 1.7 | 0.5 | 6068.8185 | 29308 | 12508797686.3647 | 13029997589.9633 | 9831.3153 | 171.4227 | 161.428 | 139.6761 | 127.5785 | 127.9243 | 128.9368 | 125.3449 | 121.193 | 0.39139 | 0.34024 | 0.29494 | 0.25626 | 0.22263 | 0.20273 | 0.1891 | 0.17745 | 32.8769 | 28.5798 | 24.7752 | 21.5262 | 18.7009 | 17.0295 | 15.8844 | 14.9058 | 10.959 | 9.5266 | 8.2584 | 7.1754 | 6.2336 | 5.6765 | 5.2948 | 4.9686 | 5582.051 | 1641.7797 | 1860.6837 | 547.2599 | 6068.8185 | 6068.8185 | 5057.1345 | 11817601585.877 | 3443659301.6431 | 221283882.7506 | 221283882.7506 | 98.16% | 93.96% | 1.553 | 0 | 0 | 0 | 0 | 0 | 0 | 0 | 0 | 0 | 0 | 0 | 0 | 0 | 0 | 0 | 0 | 850.4585 | 801.0169 | 693.0203 | 632.9033 | 634.5488 | 639.4456 | 621.7737 | 601.1615 | 4570.279 | 4308.7972 | 3735.8702 | 3403.1429 | 3416.5728 | 3442.2784 | 3341.8141 | 3232.4502 | 339.151 | 320.6102 | 284.2652 | 254.6924 | 253.4401 | 254.2241 | 240.3927 | 229.822 | 5759.8884 | 5430.4243 | 4713.1557 | 4290.7386 | 4304.5617 | 4335.9481 | 4203.9805 | 4063.4337 | 0 | 0 | 0 | 0 | 0 | 0 | 0 | 0 | 0 | 0 | 0 | 0 | 0 | 0 | 0 | 0 | 0 | 0 | 0 | 0 | 0 | 0 | 0 | 0 | 13.0001 | 11.3501 | 9.8777 | 8.6047 | 7.4739 | 6.8022 | 6.3351 | 5.9338 | 1092.0118 | 953.4085 | 829.7244 | 722.7982 | 627.8036 | 571.3884 | 532.1517 | 498.4431 | 364.0039 | 317.8028 | 276.5748 | 240.9327 | 209.2679 | 190.4628 | 177.3839 | 166.1477 | 42.42% | 45.66% | 52.73% | 56.92% | 56.78% | 56.47% | 57.78% | 59.17% | 60.3% | 62.98% | 67.81% | 70.86% | 71.33% | 71.47% | 72.46% | 73.46% | 50.7% | 53.68% | 59.72% | 63.38% | 63.52% | 63.42% | 64.58% | 65.8%
TX_HOUSTON-ELLINGTON-AFB_722436_TY3A | Houston | Harris | TX | 4713325 | 2 | Hot-Humid | Southwest | 29.57 | -95.09 | 1.7 | 0.5 | 6016.0194 | 29308 | 4556935987.11 | 4746808319.9063 | 3581.5332 | 58.2592 | 54.965 | 47.717 | 43.0156 | 43.1981 | 43.4285 | 42.4298 | 41.0581 | 0.12019 | 0.10298 | 0.087564 | 0.074688 | 0.062938 | 0.057427 | 0.053475 | 0.05017 | 10.0958 | 8.6505 | 7.3554 | 6.2738 | 5.2868 | 4.8239 | 4.4919 | 4.2143 | 3.3653 | 2.8835 | 2.4518 | 2.0913 | 1.7623 | 1.608 | 1.4973 | 1.4048 | 2033.5327 | 598.0978 | 677.8442 | 199.3659 | 6016.0194 | 6016.0194 | 3778.8486 | 4327931858.846 | 1282547455.4442 | 59229266.0211 | 59229266.0211 | 98.65% | 95.59% | 1.5395 | 0 | 0 | 0 | 0 | 0 | 0 | 0 | 0 | 0 | 0 | 0 | 0 | 0 | 0 | 0 | 0 | 290.4201 | 273.8703 | 237.7263 | 214.3469 | 215.2423 | 216.4215 | 211.4785 | 204.623 | 1711.9646 | 1617.036 | 1405.9689 | 1264.741 | 1271.749 | 1278.1342 | 1248.4301 | 1209.0572 | 91.5657 | 86.3735 | 75.8228 | 67.1905 | 66.5743 | 66.2523 | 63.5795 | 61.2286 | 2093.9504 | 1977.2798 | 1719.518 | 1546.2783 | 1553.5655 | 1560.808 | 1523.4881 | 1474.9087 | 0 | 0 | 0 | 0 | 0 | 0 | 0 | 0 | 0 | 0 | 0 | 0 | 0 | 0 | 0 | 0 | 0 | 0 | 0 | 0 | 0 | 0 | 0 | 0 | 4.2033 | 3.6059 | 3.0674 | 2.6158 | 2.1975 | 2.007 | 1.8693 | 1.7532 | 353.0798 | 302.8948 | 257.6645 | 219.7234 | 184.589 | 168.5864 | 157.0239 | 147.2729 | 117.6933 | 100.9649 | 85.8882 | 73.2411 | 61.5297 | 56.1955 | 52.3413 | 49.091 | 42.47% | 45.63% | 52.62% | 57.34% | 57.14% | 56.94% | 57.96% | 59.29% | 61.04% | 63.67% | 68.46% | 71.8% | 72.24% | 72.38% | 73.16% | 74.08% | 51.07% | 53.99% | 59.96% | 64.04% | 64.14% | 64.1% | 65% | 66.14%
TX_LUBBOCK-IAP_722670_TY3A | Lubbock | Lubbock | TX | 310569 | 4 | Hot-Dry | Southwest | 33.67 | -101.82 | 1.7 | 0.5 | 5395.8877 | 29308 | 19593590498.7388 | 20409990102.8529 | 15399.6228 | 280.3403 | 264.2539 | 229.717 | 209.8122 | 209.326 | 210.594 | 204.4038 | 196.514 | 0.61829 | 0.53085 | 0.45283 | 0.38776 | 0.33248 | 0.30013 | 0.27812 | 0.26063 | 51.936 | 44.5911 | 38.0374 | 32.572 | 27.9281 | 25.2106 | 23.3625 | 21.8928 | 17.312 | 14.8637 | 12.6791 | 10.8573 | 9.3094 | 8.4035 | 7.7875 | 7.2976 | 8743.6398 | 2571.6588 | 2914.5466 | 857.2196 | 5395.8877 | 5395.8877 | 5821.868 | 17773075890.6652 | 5806859877.8769 | 915045575.0172 | 915045575.0172 | 95.1% | 86.39% | 1.3808 | 0.10655 | 0.085502 | 0.066472 | 0.049457 | 0.034456 | 0.021469 | 0 | 0 | 0.14712 | 0.11806 | 0.091785 | 0.06829 | 0.047577 | 0.029644 | 0 | 0 | 1552.9996 | 1463.6169 | 1271.7486 | 1162.2609 | 1158.9683 | 1165.8323 | 1131.4882 | 1087.4702 | 7622.8093 | 7194.4813 | 6266.043 | 5704.7683 | 5699.165 | 5730.9144 | 5560.5919 | 5353.1274 | 1181.9597 | 1125.0525 | 973.0856 | 877.4736 | 873.0309 | 874.5443 | 849.1441 | 819.8273 | 10357.7686 | 9783.1507 | 8510.8771 | 7744.5028 | 7731.1642 | 7771.2909 | 7541.2242 | 7260.4249 | 0.15126 | 0.12139 | 0.094371 | 0.070214 | 0.048917 | 0.03048 | 0 | 0 | 644.3814 | 517.1096 | 229.3212 | 170.6203 | 118.8684 | 74.0653 | 0 | 0 | 291.0305 | 233.5491 | 63.8891 | 47.535 | 33.1168 | 20.6347 | 0 | 0 | 22.6778 | 19.5216 | 16.7042 | 14.3347 | 12.2929 | 11.085 | 10.2454 | 9.5909 | 1904.9356 | 1639.8166 | 1403.1504 | 1204.1179 | 1032.5998 | 931.1442 | 860.6161 | 805.6352 | 634.9785 | 546.6055 | 467.7168 | 401.3726 | 344.1999 | 310.3814 | 286.872 | 268.5451 | 33.94% | 37.54% | 45.55% | 50.39% | 50.47% | 50.22% | 51.67% | 53.45% | 52.28% | 55.82% | 62.41% | 66.17% | 67.04% | 67.44% | 68.82% | 70.05% | 42.04% | 45.69% | 53.42% | 57.75% | 58.18% | 58.21% | 59.61% | 61.14%
UT_SALT-LAKE-CITY-IAP_725720_TY3A | Salt-Lake-City | Salt Lake | UT | 1160437 | 5 | Cold | Rocky Mountains | 40.77 | -111.97 | 1.5 | 0.5 | 4980.9839 | 29308 | 33045726811.9456 | 34422632095.7767 | 25972.3571 | 572.1105 | 607.5835 | 553.1808 | 558.5653 | 550.0575 | 493.5612 | 425.2022 | 357.5682 | 0.50374 | 0.46451 | 0.41373 | 0.36561 | 0.32784 | 0.30221 | 0.27938 | 0.24427 | 42.3138 | 39.0192 | 34.7535 | 30.7109 | 27.5383 | 25.3858 | 23.4675 | 20.5187 | 14.1046 | 13.0064 | 11.5845 | 10.237 | 9.1794 | 8.4619 | 7.8225 | 6.8396 | 13011.7549 | 4337.2516 | 4337.2516 | 1445.7505 | 4980.9839 | 4980.9839 | 6739.2363 | 30032337412.0574 | 9840766461.2465 | 1297942946.6094 | 1297942946.6094 | 95.86% | 88.35% | 1.2746 | 0.066472 | 0.049457 | 0.034456 | 0.021469 | 0 | 0 | 0 | 0 | 0.084727 | 0.063039 | 0.043918 | 0.027365 | 0 | 0 | 0 | 0 | 3506.3107 | 3723.4545 | 3391.0246 | 3423.4687 | 3373.2033 | 3028.4785 | 2609.8466 | 2194.8173 | 15760.1143 | 16777.4733 | 15307.1539 | 15468.5176 | 15241.5352 | 13669.9558 | 11800.808 | 9931.7174 | 2128.5295 | 2302.8326 | 2125.798 | 2161.0483 | 2133.9938 | 1919.6325 | 1677.6987 | 1412.1919 | 21394.9546 | 22803.7604 | 20823.9764 | 21053.0346 | 20748.7323 | 18618.0667 | 16088.3534 | 13538.7266 | 0.087114 | 0.064815 | 0.045156 | 0.028136 | 0 | 0 | 0 | 0 | 371.1076 | 276.1127 | 109.7283 | 68.3702 | 0 | 0 | 0 | 0 | 167.6082 | 124.7044 | 30.5704 | 19.048 | 0 | 0 | 0 | 0 | 19.4723 | 18.0787 | 16.2321 | 14.4306 | 12.9962 | 12.0003 | 11.1289 | 9.7613 | 1635.6758 | 1518.6082 | 1363.4952 | 1212.1728 | 1091.6839 | 1008.0279 | 934.831 | 819.9533 | 545.2253 | 506.2027 | 454.4984 | 404.0576 | 363.8946 | 336.0093 | 311.6103 | 273.3178 | 19.4% | 14.21% | 21.49% | 20.65% | 21.77% | 29.65% | 39.05% | 48.58% | 46.74% | 44.05% | 49.22% | 49.14% | 50.25% | 55.23% | 61.11% | 67.14% | 31.64% | 27.62% | 34.07% | 33.56% | 34.67% | 41.24% | 49.05% | 57%
UT_ST-GEORGE_AWOS_724754_TY3A | St.-Geroge | Washington | UT | 129375 | 3 | Hot-Dry | Rocky Mountains | 37.08 | -113.6 | 1.5 | 0.5 | 6678.1515 | 29308 | 10312380728.5106 | 10742063258.8652 | 8105.0369 | 227.3166 | 243.8428 | 225.1672 | 228.3933 | 225.7141 | 203.6676 | 177.841 | 150.541 | 0.22025 | 0.20668 | 0.18769 | 0.167 | 0.15123 | 0.14022 | 0.13077 | 0.11626 | 18.5012 | 17.3612 | 15.7656 | 14.0282 | 12.703 | 11.7782 | 10.9846 | 9.7655 | 6.1671 | 5.7871 | 5.2552 | 4.6761 | 4.2343 | 3.9261 | 3.6615 | 3.2552 | 4060.4999 | 1353.5 | 1353.5 | 451.1667 | 6678.1515 | 6678.1515 | 4430.1655 | 9730793511.2536 | 2765659729.0383 | 110279500.7806 | 110279500.7806 | 98.88% | 96.17% | 1.7089 | 0.10655 | 0.085502 | 0.066472 | 0.049457 | 0.034456 | 0.021469 | 0 | 0 | 0.18208 | 0.14612 | 0.1136 | 0.084519 | 0.058883 | 0.036689 | 0 | 0 | 1030.8132 | 1105.5777 | 1020.7379 | 1035.403 | 1023.2572 | 923.1303 | 805.7069 | 682.3888 | 4474.1208 | 4803.1715 | 4439.696 | 4504.4693 | 4447.3675 | 4011.4963 | 3510.1142 | 2965.6627 | 180.4573 | 197.4775 | 182.7924 | 189.1483 | 184.9613 | 165.5589 | 144.7379 | 122.6062 | 5685.3914 | 6106.2267 | 5643.2263 | 5729.0206 | 5655.586 | 5100.1855 | 4460.5591 | 3770.6577 | 0.18721 | 0.15023 | 0.1168 | 0.0869 | 0.060542 | 0.037723 | 0 | 0 | 797.5105 | 639.9941 | 283.8165 | 211.1661 | 147.1159 | 91.666 | 0 | 0 | 360.1902 | 289.049 | 79.0715 | 58.831 | 40.9866 | 25.5382 | 0 | 0 | 5.5764 | 5.2405 | 4.7689 | 4.2493 | 3.8507 | 3.5676 | 3.3265 | 2.9584 | 468.4145 | 440.198 | 400.5915 | 356.9448 | 323.4584 | 299.6762 | 279.4252 | 248.508 | 156.1382 | 146.7327 | 133.5305 | 118.9816 | 107.8195 | 99.8921 | 93.1417 | 82.836 | 31.77% | 26.86% | 32.26% | 31.25% | 32.11% | 38.62% | 46.15% | 54.33% | 49.5% | 47.85% | 54.01% | 54.24% | 55.47% | 60.02% | 65.42% | 70.62% | 38.86% | 35.61% | 42.25% | 41.76% | 42.76% | 48.35% | 54.87% | 61.71%
UT_VERNAL-AP_725705_TY3A | Vernal | Uintah | UT | 35734 | 6 | Cold | Rocky Mountains | 40.43 | -109.52 | 1.5 | 0.5 | 4626.9781 | 29308 | 40034079209.6941 | 41702165843.4311 | 31464.8671 | 650.8496 | 696.373 | 640.6243 | 652.2195 | 644.1598 | 582.7803 | 505.8865 | 432.0606 | 0.60631 | 0.56616 | 0.50973 | 0.45312 | 0.41104 | 0.37981 | 0.35112 | 0.30868 | 50.9301 | 47.5573 | 42.8174 | 38.0621 | 34.5273 | 31.9037 | 29.4945 | 25.929 | 16.9767 | 15.8524 | 14.2725 | 12.6874 | 11.5091 | 10.6346 | 9.8315 | 8.643 | 15763.4187 | 5254.4729 | 5254.4729 | 1751.491 | 4626.9781 | 4626.9781 | 8358.0574 | 32897455237.4242 | 12425383090.8641 | 5075268573.6671 | 5075268573.6671 | 86.63% | 71% | 1.184 | 0.066472 | 0.049457 | 0.034456 | 0.021469 | 0 | 0 | 0 | 0 | 0.078706 | 0.058559 | 0.040797 | 0.02542 | 0 | 0 | 0 | 0 | 4185.1502 | 4474.3193 | 4115.4741 | 4190.0707 | 4140.8585 | 3747.1718 | 3251.5803 | 2777.9772 | 20066.2484 | 21492.2687 | 19778.5041 | 20136.6783 | 19884.8068 | 17965.8646 | 15601.1701 | 13314.287 | 8393.0237 | 9108.2861 | 8465.1779 | 8662.3497 | 8487.4457 | 7619.0726 | 6719.3562 | 5703.7267 | 32644.4223 | 35074.8742 | 32359.156 | 32989.0987 | 32513.1111 | 29332.109 | 25572.1066 | 21795.9909 | 0.080923 | 0.060209 | 0.041946 | 0.026136 | 0 | 0 | 0 | 0 | 344.7324 | 256.489 | 101.9297 | 63.5111 | 0 | 0 | 0 | 0 | 155.696 | 115.8415 | 28.3977 | 17.6942 | 0 | 0 | 0 | 0 | 31.3336 | 29.4335 | 26.7218 | 23.8631 | 21.697 | 20.0266 | 18.5148 | 16.3287 | 2632.0245 | 2472.4146 | 2244.6278 | 2004.4967 | 1822.5493 | 1682.232 | 1555.2409 | 1371.6078 | 877.3415 | 824.1382 | 748.2093 | 668.1656 | 607.5164 | 560.744 | 518.4136 | 457.2026 | -1.646% | -9.059% | -0.7901% | -2.715% | -1.258% | 8.473% | 20.01% | 31.67% | 33.02% | 28.98% | 34.72% | 34.07% | 35.41% | 41.59% | 48.83% | 56.24% | 13.95% | 8.086% | 15.31% | 13.95% | 15.35% | 23.48% | 33.08% | 42.81%
VA_NORFOLK-IAP_723080_TY3A | Virginia-Beach | Virginia Beach city | VA | 449974 | 4 | Mixed-Humid | Southeast | 36.9 | -76.2 | 1.1 | 0.5 | 5557.2416 | 29308 | 28788838909.1077 | 29988373863.6538 | 22626.6473 | 119.4606 | 129.9725 | 128.939 | 113.611 | 116.615 | 111.6452 | 117.8829 | 113.0985 | 0.55655 | 0.48124 | 0.40848 | 0.36397 | 0.32166 | 0.27365 | 0.21407 | 0.17035 | 46.7506 | 40.424 | 34.3125 | 30.5739 | 27.0192 | 22.9865 | 17.982 | 14.3097 | 15.5835 | 13.4747 | 11.4375 | 10.1913 | 9.0064 | 7.6622 | 5.994 | 4.7699 | 8312.7772 | 3778.5351 | 2770.9257 | 1259.5117 | 5557.2416 | 5557.2416 | 5427.8787 | 27116642894.8333 | 7719134497.6643 | 604248874.7672 | 604248874.7672 | 97.82% | 92.74% | 1.4221 | 0 | 0 | 0 | 0 | 0 | 0 | 0 | 0 | 0 | 0 | 0 | 0 | 0 | 0 | 0 | 0 | 659.789 | 718.0681 | 711.997 | 627.1854 | 644.0479 | 616.7065 | 651.6328 | 625.5351 | 3654.2268 | 3986.2543 | 3947.254 | 3476.3558 | 3576.1846 | 3433.3943 | 3632.1107 | 3497.9125 | 293.627 | 320.4588 | 313.6996 | 271.8854 | 280.8697 | 277.0646 | 297.0478 | 289.2316 | 4607.6428 | 5024.7812 | 4972.9507 | 4375.4267 | 4501.1022 | 4327.1654 | 4580.7912 | 4412.6792 | 0 | 0 | 0 | 0 | 0 | 0 | 0 | 0 | 0 | 0 | 0 | 0 | 0 | 0 | 0 | 0 | 0 | 0 | 0 | 0 | 0 | 0 | 0 | 0 | 21.2652 | 18.4913 | 15.7936 | 14.1381 | 12.5645 | 10.7183 | 8.4014 | 6.6938 | 1786.2728 | 1553.2686 | 1326.6631 | 1187.6037 | 1055.4162 | 900.3356 | 705.7192 | 562.2797 | 595.4243 | 517.7562 | 442.221 | 395.8679 | 351.8054 | 300.1119 | 235.2397 | 187.4266 | 79.74% | 77.92% | 78.15% | 80.76% | 80.21% | 80.97% | 79.86% | 80.59% | 81.67% | 81.15% | 81.94% | 84.04% | 84.06% | 85% | 84.83% | 85.72% | 80.58% | 79.32% | 79.79% | 82.18% | 81.88% | 82.72% | 82.02% | 82.82%
VT_BURLINGTON-IAP_726170_TY3A | Burlington | Chittenden | VT | 163774 | 6 | Cold | Northeast | 44.47 | -73.15 | 0.9 | 0.5 | 5587.7171 | 29308 | 64981921727.4963 | 67689501799.4756 | 51072.6753 | 14.4899 | 13.0499 | 16.5389 | 26.6924 | 30.7308 | 34.2603 | 35.3326 | 36.5406 | 0 | 0 | 0 | 0 | 3.2907e-05 | 9.0369e-05 | 0.00012057 | 0.0001318 | 0 | 0 | 0 | 0 | 0.0027642 | 0.007591 | 0.010128 | 0.011071 | 0 | 0 | 0 | 0 | 0.00092141 | 0.0025303 | 0.0033759 | 0.0036904 | 15351.979 | 8528.8772 | 5117.3263 | 2842.9591 | 5587.7171 | 5587.7171 | 9829.5399 | 50029671540.8235 | 18400404974.2511 | 12355225139.3505 | 12355225139.3505 | 80.2% | 59.83% | 1.4299 | 0.066472 | 0.049457 | 0.034456 | 0.021469 | 0 | 0 | 0 | 0 | 0.095048 | 0.070718 | 0.049268 | 0.030698 | 0 | 0 | 0 | 0 | 76.4584 | 69.0894 | 87.8419 | 141.9267 | 163.092 | 181.5259 | 187.3378 | 194.0009 | 422.137 | 382.0067 | 484.2787 | 782.7079 | 895.958 | 996.1317 | 1028.9858 | 1066.2286 | 278.7435 | 239.9044 | 298.9607 | 476.8839 | 544.44 | 615.2537 | 632.9261 | 647.9074 | 777.3389 | 691.0005 | 871.0814 | 1401.5185 | 1603.49 | 1792.9112 | 1849.2496 | 1908.1369 | 0.097726 | 0.07271 | 0.050656 | 0.031563 | 0 | 0 | 0 | 0 | 416.3121 | 309.7459 | 123.0943 | 76.6984 | 0 | 0 | 0 | 0 | 188.0245 | 139.8946 | 34.2942 | 21.3682 | 0 | 0 | 0 | 0 | 0 | 0 | 0 | 0 | 0.0016505 | 0.004758 | 0.006641 | 0.0074886 | 0 | 0 | 0 | 0 | 0.13864 | 0.39968 | 0.55784 | 0.62904 | 0 | 0 | 0 | 0 | 0.046215 | 0.13323 | 0.18595 | 0.20968 | 98.48% | 98.65% | 98.29% | 97.26% | 96.86% | 96.49% | 96.38% | 96.27% | 98.41% | 98.67% | 98.67% | 98.03% | 97.86% | 97.61% | 97.53% | 97.45% | 98.37% | 98.59% | 98.47% | 97.59% | 97.29% | 96.96% | 96.87% | 96.77%
WA_SEATTLE-TACOMA-IAP_727930_TY3A | Seattle | King | WA | 2252782 | 4 | Marine | Pacific | 47.47 | -122.32 | 2.2 | 0.5 | 3267.1765 | 29308 | 26484539572.8575 | 27588062055.0598 | 20815.5785 | 96.587 | 87.3257 | 88.2651 | 89.8981 | 88.4516 | 81.5822 | 80.2458 | 79.3002 | 0.10397 | 0.092215 | 0.083819 | 0.079506 | 0.078318 | 0.078665 | 0.075762 | 0.072566 | 8.7334 | 7.7461 | 7.0408 | 6.6785 | 6.5787 | 6.6079 | 6.364 | 6.0955 | 2.9111 | 2.582 | 2.3469 | 2.2262 | 2.1929 | 2.2026 | 2.1213 | 2.0318 | 15294.8216 | 3476.0958 | 5098.2739 | 1158.6986 | 3267.1765 | 3267.1765 | 4749.5635 | 24049830837.0927 | 6392280216.6209 | 1181937905.7406 | 1181937905.7406 | 95.32% | 84.4% | 0.83607 | 0.32858 | 0.29243 | 0.25829 | 0.22617 | 0.19606 | 0.16797 | 0.14189 | 0.11782 | 0.27471 | 0.24449 | 0.21595 | 0.18909 | 0.16392 | 0.14043 | 0.11863 | 0.098508 | 877.3858 | 793.8141 | 802.0794 | 816.3644 | 802.7519 | 740.0786 | 728.014 | 719.8914 | 3668.0033 | 3325.6962 | 3358.5779 | 3415.0925 | 3356.5049 | 3095.2238 | 3047.5035 | 3011.9335 | 719.571 | 659.0182 | 664.2067 | 672.1527 | 660.7314 | 614.1751 | 607.6184 | 590.9222 | 5264.9601 | 4778.5285 | 4824.864 | 4903.6097 | 4819.9881 | 4449.4775 | 4383.1359 | 4322.7471 | 0.28245 | 0.25138 | 0.22203 | 0.19442 | 0.16854 | 0.14439 | 0.12197 | 0.10128 | 1203.2508 | 1070.8674 | 539.5399 | 472.4405 | 409.5486 | 350.8642 | 296.3874 | 246.118 | 543.44 | 483.65 | 150.3163 | 131.6223 | 114.1006 | 97.7511 | 82.5738 | 68.5687 | 5.6292 | 5.0161 | 4.5613 | 4.3315 | 4.263 | 4.2769 | 4.1231 | 3.9494 | 472.8517 | 421.3504 | 383.15 | 363.849 | 358.0899 | 359.2624 | 346.3389 | 331.7501 | 157.6172 | 140.4501 | 127.7167 | 121.283 | 119.3633 | 119.7541 | 115.4463 | 110.5834 | 74.82% | 77.14% | 76.92% | 76.54% | 76.94% | 78.71% | 79.02% | 79.31% | 82.51% | 84.2% | 85.52% | 85.54% | 85.92% | 87% | 87.33% | 87.65% | 78.04% | 80.11% | 81.21% | 81.02% | 81.4% | 82.81% | 83.13% | 83.42%
WA_SPOKANE-IAP_727850_TY3A | Spokane | Spokane | WA | 522798 | 5 | Cold | Pacific | 47.49 | -117.59 | 2.2 | 0.5 | 4066.6019 | 29308 | 51570613878.8846 | 53719389457.1714 | 40532.0303 | 270.1014 | 242.7096 | 245.6176 | 250.5268 | 246.413 | 227.3501 | 223.7463 | 222.16 | 0.29718 | 0.26438 | 0.24032 | 0.22706 | 0.22387 | 0.22438 | 0.21624 | 0.20763 | 24.9629 | 22.208 | 20.1871 | 19.0729 | 18.8053 | 18.8475 | 18.1643 | 17.4409 | 8.321 | 7.4027 | 6.729 | 6.3576 | 6.2684 | 6.2825 | 6.0548 | 5.8136 | 29782.0295 | 6768.6431 | 9927.3432 | 2256.2144 | 4066.6019 | 4066.6019 | 7478.1667 | 41109460300.9853 | 13958628212.8798 | 7768458674.7832 | 7768458674.7832 | 84.11% | 64.25% | 1.0406 | 0.066472 | 0.049457 | 0.034456 | 0.021469 | 0 | 0 | 0 | 0 | 0.069174 | 0.051467 | 0.035856 | 0.022341 | 0 | 0 | 0 | 0 | 1958.7401 | 1756.0319 | 1777.0916 | 1811.7397 | 1781.7276 | 1643.8224 | 1615.2847 | 1603.5307 | 8336.1247 | 7496.9894 | 7582.4597 | 7723.2017 | 7590.1998 | 7000.555 | 6883.1124 | 6835.5733 | 5229.5432 | 4866.8974 | 4903.8889 | 4978.8176 | 4871.2611 | 4481.2628 | 4469.1825 | 4462.5621 | 15524.408 | 14119.9187 | 14263.4403 | 14513.759 | 14243.1885 | 13125.6402 | 12967.5795 | 12901.6661 | 0.071122 | 0.052917 | 0.036866 | 0.022971 | 0 | 0 | 0 | 0 | 302.9816 | 225.4254 | 89.585 | 55.8192 | 0 | 0 | 0 | 0 | 136.8396 | 101.8119 | 24.9584 | 15.5513 | 0 | 0 | 0 | 0 | 17.163 | 15.4156 | 14.1066 | 13.3631 | 13.1758 | 13.1813 | 12.7088 | 12.1903 | 1441.6904 | 1294.9081 | 1184.9538 | 1122.5031 | 1106.7683 | 1107.2282 | 1067.5398 | 1023.9887 | 480.5635 | 431.636 | 394.9846 | 374.1677 | 368.9228 | 369.0761 | 355.8466 | 341.3296 | 61.95% | 65.37% | 65.02% | 64.41% | 65.07% | 67.8% | 68.18% | 68.34% | 77.68% | 79.78% | 79.91% | 79.71% | 80.15% | 81.59% | 81.85% | 81.99% | 69.54% | 72.33% | 72.28% | 71.87% | 72.41% | 74.51% | 74.84% | 74.99%
WI_MILWAUKEE-MITCHELL-IAP_726400_TY3A | Milwaukee | Milwaukee | WI | 945726 | 6 | Cold | Midwest | 42.95 | -87.9 | 2.2 | 0.5 | 5737.9263 | 29308 | 62994735020.7682 | 65619515646.6335 | 49510.8418 | 910.8054 | 861.3615 | 749.8103 | 674.4447 | 640.9643 | 662.5177 | 717.5863 | 710.2626 | 1.7396 | 1.4723 | 1.2208 | 1.0255 | 0.8624 | 0.73104 | 0.61505 | 0.57885 | 146.1248 | 123.6693 | 102.5471 | 86.1419 | 72.4417 | 61.407 | 51.6639 | 48.6236 | 48.7083 | 41.2231 | 34.1824 | 28.714 | 24.1472 | 20.469 | 17.2213 | 16.2079 | 36379.4595 | 8268.059 | 12126.4865 | 2756.0197 | 5737.9263 | 5737.9263 | 9310.4406 | 47930811276.5109 | 17870088639.6554 | 12691250638.458 | 12691250638.458 | 79.06% | 58.47% | 1.4683 | 0.066472 | 0.049457 | 0.034456 | 0.021469 | 0 | 0 | 0 | 0 | 0.097603 | 0.072619 | 0.050592 | 0.031524 | 0 | 0 | 0 | 0 | 4696.516 | 4441.8101 | 3869.1853 | 3478.4279 | 3303.4956 | 3411.4673 | 3695.4415 | 3660.6513 | 27246.9691 | 25807.1582 | 22534.1274 | 20273.2103 | 19269.5579 | 19912.8559 | 21571.6589 | 21399.7005 | 20422.8894 | 19341.6332 | 16855.4432 | 15219.5247 | 14603.4951 | 15353.8909 | 16600.4047 | 16187.7105 | 52366.3746 | 49590.6015 | 43258.7559 | 38971.1629 | 37176.5486 | 38678.2141 | 41867.5052 | 41248.0624 | 0.10035 | 0.074665 | 0.052018 | 0.032412 | 0 | 0 | 0 | 0 | 427.5034 | 318.0725 | 126.4033 | 78.7602 | 0 | 0 | 0 | 0 | 193.079 | 143.6553 | 35.2161 | 21.9427 | 0 | 0 | 0 | 0 | 98.8175 | 83.9616 | 70.0721 | 58.9938 | 49.7696 | 42.2911 | 35.8015 | 33.9252 | 8300.6733 | 7052.7711 | 5886.056 | 4955.4791 | 4180.6428 | 3552.4555 | 3007.3282 | 2849.718 | 2766.8911 | 2350.9237 | 1962.0187 | 1651.8264 | 1393.5476 | 1184.1518 | 1002.4427 | 949.906 | -3.857% | 1.552% | 13.93% | 22.35% | 25.87% | 22.91% | 16.65% | 17.87% | 35.84% | 40.13% | 48.14% | 53.64% | 56.41% | 55.49% | 52.73% | 53.54% | 15.34% | 20.23% | 30.56% | 37.56% | 40.71% | 38.75% | 34.18% | 35.2%
WI_RHINELANDER-ONEIDA_727415_TY3A | Rhinelander | Oneida | WI | 35595 | 7 | Very Cold | Midwest | 45.63 | -89.47 | 2.2 | 0.5 | 6092.4543 | 29308 | 73531840012.8643 | 76595666680.0673 | 57792.5012 | 1242.5345 | 1175.2678 | 1023.227 | 919.581 | 873.514 | 903.2916 | 978.4748 | 970.1603 | 2.3708 | 2.0072 | 1.6676 | 1.407 | 1.1864 | 1.0097 | 0.85308 | 0.80392 | 199.1458 | 168.6083 | 140.0821 | 118.1869 | 99.6579 | 84.8188 | 71.6584 | 67.5296 | 66.3819 | 56.2028 | 46.694 | 39.3956 | 33.2193 | 28.2729 | 23.8861 | 22.5099 | 42464.6376 | 9651.054 | 14154.8792 | 3217.018 | 6092.4543 | 6092.4543 | 10512.1044 | 47082316743.4779 | 19292342864.9699 | 23556320126.4022 | 23556320126.4022 | 66.65% | 45.02% | 1.5591 | 0.066472 | 0.049457 | 0.034456 | 0.021469 | 0 | 0 | 0 | 0 | 0.10363 | 0.077106 | 0.053718 | 0.033471 | 0 | 0 | 0 | 0 | 5826.2843 | 5507.434 | 4791.8885 | 4303.8687 | 4087.3913 | 4222.9778 | 4573.723 | 4531.838 | 28927.7645 | 27323.3833 | 23763.362 | 21354.225 | 20301.5862 | 20938.2269 | 22666.9965 | 22468.4375 | 38249.6263 | 36438.6943 | 31995.4678 | 28864.2575 | 27529.7456 | 28850.9576 | 31261.2098 | 30961.3552 | 73003.675 | 69269.5117 | 60550.7183 | 54522.3512 | 51918.7231 | 54012.1623 | 58501.9293 | 57961.6306 | 0.10655 | 0.079278 | 0.055232 | 0.034414 | 0 | 0 | 0 | 0 | 453.9175 | 337.7252 | 134.2133 | 83.6266 | 0 | 0 | 0 | 0 | 205.0088 | 152.5313 | 37.3919 | 23.2984 | 0 | 0 | 0 | 0 | 137.4448 | 117.1204 | 98.4723 | 83.6883 | 71.026 | 60.8272 | 51.6441 | 48.8606 | 11545.36 | 9838.1119 | 8271.6765 | 7029.8176 | 5966.1853 | 5109.4807 | 4338.1029 | 4104.2941 | 3848.4533 | 3279.3706 | 2757.2255 | 2343.2725 | 1988.7284 | 1703.1602 | 1446.0343 | 1368.098 | -23.66% | -17.47% | -2.95% | 7.136% | 11.5% | 7.979% | 0.4578% | 1.363% | 23.66% | 28.59% | 37.92% | 44.45% | 47.8% | 46.69% | 43.37% | 44.06% | -0.7634% | 4.836% | 16.91% | 25.27% | 29.14% | 26.78% | 21.29% | 22.1%
WV_CHARLESTON-YEAGER-AP_724140_TY3A | Charleston | Kanawha | WV | 178124 | 4 | Mixed-Humid | Southeast | 38.38 | -81.58 | 0.9 | 0.5 | 4756.0166 | 29308 | 34358836072.1648 | 35790454241.8383 | 27004.398 | 390.8172 | 330.9766 | 270.729 | 258.7599 | 267.8875 | 285.9128 | 288.8068 | 259.5903 | 0.29206 | 0.24085 | 0.19365 | 0.16474 | 0.14049 | 0.11607 | 0.099344 | 0.092323 | 24.5329 | 20.231 | 16.2669 | 13.8379 | 11.8009 | 9.7497 | 8.3449 | 7.7551 | 8.1776 | 6.7437 | 5.4223 | 4.6126 | 3.9336 | 3.2499 | 2.7816 | 2.585 | 8117.275 | 4509.5972 | 2705.7583 | 1503.1991 | 4756.0166 | 4756.0166 | 6889.3493 | 27769122545.5415 | 9262928729.2609 | 5085561834.5615 | 5085561834.5615 | 84.52% | 64.56% | 1.2171 | 0 | 0 | 0 | 0 | 0 | 0 | 0 | 0 | 0 | 0 | 0 | 0 | 0 | 0 | 0 | 0 | 2391.7626 | 2026.3006 | 1659.9942 | 1585.476 | 1641.2059 | 1749.6129 | 1765.4918 | 1586.0477 | 12440.7923 | 10558.3884 | 8649.8249 | 8266.4812 | 8557.9488 | 9117.0216 | 9192.0073 | 8256.9001 | 7187.088 | 6045.6158 | 4831.5406 | 4673.2822 | 4859.0701 | 5291.1386 | 5403.7842 | 4912.6997 | 22019.6428 | 18630.3048 | 15141.3597 | 14525.2394 | 15058.2248 | 16157.7731 | 16361.2833 | 14755.6475 | 0 | 0 | 0 | 0 | 0 | 0 | 0 | 0 | 0 | 0 | 0 | 0 | 0 | 0 | 0 | 0 | 0 | 0 | 0 | 0 | 0 | 0 | 0 | 0 | 16.0256 | 13.3129 | 10.8151 | 9.2388 | 7.9364 | 6.5561 | 5.6288 | 5.2333 | 1346.1527 | 1118.2839 | 908.4702 | 776.06 | 666.6536 | 550.712 | 472.8227 | 439.5955 | 448.7176 | 372.7613 | 302.8234 | 258.6867 | 222.2179 | 183.5707 | 157.6076 | 146.5318 | 19.62% | 31.85% | 44.49% | 46.72% | 44.79% | 40.79% | 40.05% | 45.88% | 41.65% | 50.61% | 59.79% | 61.65% | 60.6% | 58.15% | 57.84% | 61.92% | 28.93% | 39.77% | 50.95% | 53.03% | 51.47% | 48.13% | 47.57% | 52.65%
WV_MORGANTOWN-HART-FIELD_724176_TY3A | Morgantown | Monongalia | WV | 105612 | 5 | Cold | Southeast | 39.65 | -79.92 | 0.9 | 0.5 | 4517.627 | 29308 | 35585383101.4088 | 37068107397.3008 | 27968.4052 | 383.5429 | 322.9415 | 264.2948 | 252.5579 | 261.7362 | 279.889 | 282.8165 | 254.2023 | 0.28326 | 0.23216 | 0.18817 | 0.16097 | 0.13936 | 0.11804 | 0.10343 | 0.095922 | 23.7939 | 19.501 | 15.8064 | 13.5216 | 11.7065 | 9.915 | 8.6884 | 8.0574 | 7.9313 | 6.5003 | 5.2688 | 4.5072 | 3.9022 | 3.305 | 2.8961 | 2.6858 | 8407.0468 | 4670.5815 | 2802.3489 | 1556.8605 | 4517.627 | 4517.627 | 7347.7416 | 27732388547.5565 | 9379618469.0061 | 6259214776.8753 | 6259214776.8753 | 81.59% | 59.98% | 1.1561 | 0.066472 | 0.049457 | 0.034456 | 0.021469 | 0 | 0 | 0 | 0 | 0.076846 | 0.057175 | 0.039833 | 0.024819 | 0 | 0 | 0 | 0 | 2458.023 | 2072.8137 | 1698.2829 | 1620.5778 | 1678.6728 | 1790.8213 | 1808.6628 | 1622.1929 | 12403.4689 | 10470.9428 | 8575.0536 | 8175.9622 | 8470.5946 | 9029.5626 | 9125.8397 | 8172.6005 | 8548.3986 | 7106.8197 | 5737.9445 | 5564.8892 | 5792.1571 | 6349.0486 | 6444.6777 | 5873.5383 | 23409.8905 | 19650.5762 | 16011.281 | 15361.4292 | 15941.4246 | 17169.4326 | 17379.1803 | 15668.3317 | 0.079011 | 0.058786 | 0.040955 | 0.025519 | 0 | 0 | 0 | 0 | 336.5852 | 250.4272 | 99.5208 | 62.0101 | 0 | 0 | 0 | 0 | 152.0164 | 113.1038 | 27.7266 | 17.2761 | 0 | 0 | 0 | 0 | 16.9092 | 14.0881 | 11.7133 | 10.1943 | 9.0332 | 7.8893 | 7.052 | 6.5567 | 1420.3691 | 1183.4029 | 983.9183 | 856.3208 | 758.7879 | 662.7005 | 592.3666 | 550.7647 | 473.4564 | 394.4676 | 327.9728 | 285.4403 | 252.9293 | 220.9002 | 197.4555 | 183.5882 | 17.43% | 30.54% | 43.29% | 45.57% | 43.53% | 39.22% | 38.48% | 44.48% | 39.29% | 49.06% | 58.63% | 60.59% | 59.58% | 56.86% | 56.52% | 60.74% | 26.54% | 38.27% | 49.79% | 51.93% | 50.31% | 46.67% | 46.11% | 51.35%
WY_CHEYENNE-MUNI-AP_725640_TY3A | Cheyenne | Laramie | WY | 99500 | 6 | Cold | Rocky Mountains | 41.15 | -104.8 | 1.1 | 0.5 | 4925.5267 | 29308 | 56016021571.3898 | 58350022470.1978 | 44025.9076 | 1112.0006 | 1106.4658 | 1014.9705 | 984.2731 | 1012.8144 | 959.5349 | 936.0155 | 915.3999 | 0.019052 | 0.012395 | 0.0089376 | 0.0066046 | 0.0054418 | 0.0051789 | 0.0049924 | 0.0046545 | 1.6004 | 1.0412 | 0.75076 | 0.55479 | 0.45711 | 0.43503 | 0.41936 | 0.39098 | 0.53345 | 0.34706 | 0.25025 | 0.18493 | 0.15237 | 0.14501 | 0.13979 | 0.13033 | 16174.6262 | 7352.1028 | 5391.5421 | 2450.7009 | 4925.5267 | 4925.5267 | 8617.5824 | 44154847407.8279 | 15737340828.7747 | 9108568564.6007 | 9108568564.6007 | 82.9% | 63.34% | 1.2604 | 0.066472 | 0.049457 | 0.034456 | 0.021469 | 0 | 0 | 0 | 0 | 0.083784 | 0.062337 | 0.043429 | 0.02706 | 0 | 0 | 0 | 0 | 6480.0026 | 6445.0641 | 5908.0727 | 5729.9866 | 5896.0296 | 5583.2408 | 5442.4437 | 5320.541 | 29228.5424 | 29067.957 | 26612.4073 | 25788.7279 | 26531.3948 | 25096.2928 | 24445.8691 | 23890.9051 | 17233.5919 | 17239.7246 | 15923.8348 | 15419.0489 | 15951.4912 | 15162.4479 | 14892.8142 | 14623.3503 | 52942.1369 | 52752.7458 | 48444.3147 | 46937.7634 | 48378.9156 | 45841.9815 | 44781.127 | 43834.7964 | 0.086145 | 0.064094 | 0.044653 | 0.027823 | 0 | 0 | 0 | 0 | 366.9757 | 273.0385 | 108.5066 | 67.609 | 0 | 0 | 0 | 0 | 165.7421 | 123.316 | 30.23 | 18.8359 | 0 | 0 | 0 | 0 | 0.91261 | 0.60756 | 0.44565 | 0.3377 | 0.2814 | 0.27159 | 0.26407 | 0.24506 | 76.6592 | 51.0347 | 37.4345 | 28.3668 | 23.6372 | 22.8137 | 22.1822 | 20.5848 | 25.5531 | 17.0116 | 12.4782 | 9.4556 | 7.8791 | 7.6046 | 7.3941 | 6.8616 | -17.29% | -16.88% | -7.556% | -4.283% | -7.416% | -1.904% | 0.4021% | 2.462% | 22.25% | 22.7% | 29.14% | 31.38% | 29.41% | 33.06% | 34.58% | 35.95% | -0.2883% | 0.1546% | 8.313% | 11.14% | 8.499% | 13.21% | 15.18% | 16.94%
WY_JACKSON-HOLE_725776_TY3A | Jackson | Teton | WY | 23464 | 7 | Very Cold | Rocky Mountains | 43.6 | -110.73 | 1.1 | 0.5 | 5732.681 | 29308 | 65551432285.0917 | 68282741963.6374 | 51520.2833 | 1484.2826 | 1472.7466 | 1341.7941 | 1299.5823 | 1334.3089 | 1260.6616 | 1227.7807 | 1197.0051 | 0.026006 | 0.016608 | 0.01189 | 0.0085732 | 0.0067568 | 0.0064049 | 0.0060897 | 0.0056787 | 2.1845 | 1.3951 | 0.99877 | 0.72015 | 0.56757 | 0.53801 | 0.51154 | 0.47701 | 0.72816 | 0.46502 | 0.33292 | 0.24005 | 0.18919 | 0.17934 | 0.17051 | 0.159 | 18927.9761 | 8603.6255 | 6309.3254 | 2867.8752 | 5732.681 | 5732.681 | 9846.3083 | 50570526731.5182 | 19679441008.0573 | 11771954785.5489 | 11771954785.5489 | 81.12% | 62.57% | 1.467 | 0.066472 | 0.049457 | 0.034456 | 0.021469 | 0 | 0 | 0 | 0 | 0.097514 | 0.072553 | 0.050546 | 0.031495 | 0 | 0 | 0 | 0 | 7523.1298 | 7464.8728 | 6802.8449 | 6590.1081 | 6764.9313 | 6392.712 | 6227.9893 | 6072.0631 | 35582.0341 | 35314.4791 | 32191.3891 | 31190.7942 | 32004.6827 | 30245.1507 | 29454.3456 | 28739.1733 | 22679.0657 | 22617.3441 | 20738.8351 | 19982.7122 | 20740.652 | 19661.675 | 19248.2342 | 18767.2468 | 65784.2295 | 65396.696 | 59733.0691 | 57763.6146 | 59510.266 | 56299.5376 | 54930.5691 | 53578.4832 | 0.10026 | 0.074597 | 0.05197 | 0.032382 | 0 | 0 | 0 | 0 | 427.1126 | 317.7818 | 126.2877 | 78.6882 | 0 | 0 | 0 | 0 | 192.9025 | 143.524 | 35.1839 | 21.9226 | 0 | 0 | 0 | 0 | 1.152 | 0.753 | 0.5489 | 0.41012 | 0.32883 | 0.31407 | 0.30191 | 0.28018 | 96.7663 | 63.2519 | 46.108 | 34.4499 | 27.6221 | 26.3821 | 25.3601 | 23.5353 | 32.2554 | 21.084 | 15.3693 | 11.4833 | 9.2074 | 8.794 | 8.4534 | 7.8451 | -24.11% | -23.41% | -13% | -9.36% | -12.59% | -6.666% | -4.138% | -1.634% | 17.67% | 18.31% | 25.49% | 27.97% | 25.94% | 29.87% | 31.54% | 33.21% | -6.154% | -5.454% | 3.636% | 6.775% | 4.05% | 9.119% | 11.28% | 13.42%
[15 empty] | US | 18708.5644 | 231.6853 | 225.5027 | 201.823 | 189.7233 | 190.7809 | 185.8383 | 180.3893 | 172.5177 | 0.35574 | 0.32003 | 0.28935 | 0.26714 | 0.25179 | 0.242 | 0.23426 | 0.23146 | 29.8818 | 26.8829 | 24.3058 | 22.4397 | 21.1504 | 20.3281 | 19.6778 | 19.4423 | 9.9606 | 8.961 | 8.1019 | 7.4799 | 7.0501 | 6.776 | 6.5593 | 6.4808 | 10185.5423 | 3124.2352 | 3395.1808 | 1041.4117 | 5107.5571 | 5107.5571 | 5469.3113 | 19775378890.6032 | 6587554252.3018 | 3061741244.5283 | 3061741244.5283 | 0.86593 | 0.6827 | 1.307 | 0.097225 | 0.082365 | 0.068766 | 0.056428 | 0.042169 | 0.035072 | 0.027252 | 0.022629 | 0.10255 | 0.085379 | 0.069775 | 0.055732 | 0.039123 | 0.031731 | 0.022781 | 0.018917 | 1302.8173 | 1268.2885 | 1136.4089 | 1071.2595 | 1075.242 | 1040.9584 | 1009.6098 | 966.2098 | 7031.1374 | 6858.3499 | 6134.2436 | 5766.9078 | 5790.4247 | 5614.2137 | 5453.5888 | 5222.4229 | 3458.0025 | 3372.9368 | 3039.8735 | 2905.553 | 2954.96 | 2930.0513 | 2876.1446 | 2752.6272 | 11791.9572 | 11499.5752 | 10310.5261 | 9743.7203 | 9820.6266 | 9585.2234 | 9339.3431 | 8941.26 | 0.10544 | 0.087785 | 0.07174 | 0.057303 | 0.040225 | 0.032625 | 0.023423 | 0.01945 | 449.1584 | 373.9634 | 174.3289 | 139.2451 | 97.7477 | 79.2794 | 56.9174 | 47.2638 | 202.8593 | 168.898 | 48.5682 | 38.7938 | 27.2326 | 22.0873 | 15.8572 | 13.1677 | 17.3126 | 15.6319 | 14.204 | 13.1927 | 12.5388 | 12.16 | 11.8847 | 11.8889 | 1454.2585 | 1313.0767 | 1193.1331 | 1108.1868 | 1053.2617 | 1021.4359 | 998.3157 | 998.6657 | 484.7528 | 437.6922 | 397.711 | 369.3956 | 351.0872 | 340.4786 | 332.7719 | 332.8886 | 37.74% | 39.27% | 45.48% | 48.44% | 48.04% | 49.27% | 50.56% | 52.64% | 57.57% | 59.14% | 63.78% | 65.9% | 65.96% | 66.84% | 67.74% | 68.99% | 46.64% | 48.22% | 53.94% | 56.51% | 56.31% | 57.37% | 58.48% | 60.18%
[15 empty] | Midwest | 38949.6394 | 587.3952 | 567.7454 | 511.5194 | 482.0253 | 484.6305 | 484.0617 | 477.8703 | 466.2615 | 0.62087 | 0.55707 | 0.50205 | 0.46915 | 0.45426 | 0.44825 | 0.44513 | 0.46151 | 52.1533 | 46.7937 | 42.1724 | 39.4088 | 38.1576 | 37.6529 | 37.3905 | 38.7668 | 17.3844 | 15.5979 | 14.0575 | 13.1363 | 12.7192 | 12.551 | 12.4635 | 12.9223 | 24833.9418 | 6504.3918 | 8277.9806 | 2168.1306 | 5368.3233 | 5368.3233 | 8684.1383 | 37723101442.3612 | 13722430788.4176 | 9939074572.9362 | 9939074572.9362 | 0.79147 | 0.57995 | 1.3738 | 0.059159 | 0.044016 | 0.030665 | 0.019107 | 0 | 0 | 0 | 0 | 0.081363 | 0.060536 | 0.042175 | 0.026278 | 0 | 0 | 0 | 0 | 3147.5358 | 3042.9624 | 2738.701 | 2585.8044 | 2588.5198 | 2567.1939 | 2531.6345 | 2477.1851 | 17728.9843 | 17159.9083 | 15447.6134 | 14592.2741 | 14593.3956 | 14455.4883 | 14266.325 | 13982.3391 | 13471.2915 | 13035.1134 | 11824.3841 | 11324.7164 | 11537.4013 | 11664.2051 | 11506.0029 | 11114.3768 | 34347.8116 | 33237.9842 | 30010.6985 | 28502.7949 | 28719.3168 | 28686.8873 | 28303.9623 | 27573.901 | 0.083656 | 0.062242 | 0.043363 | 0.027019 | 0 | 0 | 0 | 0 | 356.3726 | 265.1495 | 105.3715 | 65.6556 | 0 | 0 | 0 | 0 | 160.9532 | 119.753 | 29.3566 | 18.2917 | 0 | 0 | 0 | 0 | 36.6316 | 33.127 | 30.1156 | 28.2872 | 27.5367 | 27.3348 | 27.3379 | 28.5349 | 3077.0518 | 2782.6698 | 2529.714 | 2376.1213 | 2313.0865 | 2296.1201 | 2296.386 | 2396.93 | 1025.6839 | 927.5566 | 843.238 | 792.0404 | 771.0288 | 765.3734 | 765.462 | 798.9767 | 13.12% | 15.89% | 23.95% | 27.72% | 27.17% | 27.25% | 28.21% | 30.04% | 46.73% | 48.82% | 53.92% | 56.3% | 56.18% | 56.24% | 56.78% | 57.66% | 28.93% | 31.4% | 38.14% | 41.25% | 40.89% | 40.97% | 41.73% | 43.11%
[15 empty] | Northeast | 35118.3014 | 235.538 | 240.6803 | 211.2411 | 196.9082 | 203.9745 | 188.3877 | 179.206 | 160.545 | 0.55472 | 0.50725 | 0.47179 | 0.44611 | 0.42895 | 0.42062 | 0.41662 | 0.41507 | 46.5965 | 42.6086 | 39.6303 | 37.4731 | 36.0317 | 35.3324 | 34.9964 | 34.8657 | 15.5322 | 14.2029 | 13.2101 | 12.491 | 12.0106 | 11.7775 | 11.6655 | 11.6219 | 10649.5495 | 5864.5779 | 3549.8498 | 1954.8593 | 4806.0563 | 4806.0563 | 7630.6373 | 37106017552.5877 | 12520427459.8802 | 5816313023.1856 | 5816313023.1856 | 0.86449 | 0.68281 | 1.2299 | 0.04049 | 0.030126 | 0.020988 | 0.013077 | 0 | 0 | 0 | 0 | 0.04901 | 0.036464 | 0.025404 | 0.015829 | 0 | 0 | 0 | 0 | 1429.6394 | 1461.2167 | 1284.0279 | 1197.4295 | 1239.6604 | 1144.7704 | 1090.2438 | 978.3751 | 7999.1328 | 8172.5078 | 7162.5813 | 6685.9654 | 6920.2762 | 6393.6308 | 6094.4285 | 5463.8803 | 3487.1467 | 3543.5068 | 3081.8655 | 2907.3342 | 2986.05 | 2755.7818 | 2654.6972 | 2409.7959 | 12915.9189 | 13177.2314 | 11528.4747 | 10790.7291 | 11145.9865 | 10294.1831 | 9839.3694 | 8852.0513 | 0.05039 | 0.037492 | 0.02612 | 0.016275 | 0 | 0 | 0 | 0 | 214.6635 | 159.7147 | 63.4712 | 39.5481 | 0 | 0 | 0 | 0 | 96.9513 | 72.134 | 17.6831 | 11.0181 | 0 | 0 | 0 | 0 | 30.7768 | 28.0958 | 26.1078 | 24.6706 | 23.7327 | 23.2611 | 23.0455 | 22.9332 | 2585.2495 | 2360.0446 | 2193.0563 | 2072.3335 | 1993.5456 | 1953.9333 | 1935.8244 | 1926.3908 | 861.7498 | 786.6815 | 731.0188 | 690.7778 | 664.5152 | 651.3111 | 645.2748 | 642.1303 | 63.47% | 62.73% | 67.37% | 69.44% | 68.44% | 70.84% | 72.12% | 74.91% | 69.73% | 69.76% | 73.43% | 75.12% | 74.67% | 76.38% | 77.29% | 79.2% | 66.06% | 65.66% | 69.94% | 71.85% | 71.08% | 73.19% | 74.31% | 76.73%
[15 empty] | Pacific | 7187.682 | 34.4688 | 31.566 | 31.6209 | 31.8648 | 31.1357 | 28.7669 | 28.6373 | 27.9407 | 0.17909 | 0.16756 | 0.15675 | 0.14761 | 0.13981 | 0.13254 | 0.12385 | 0.11554 | 15.0435 | 14.0751 | 13.1668 | 12.399 | 11.7444 | 11.1334 | 10.4034 | 9.7056 | 5.0145 | 4.6917 | 4.3889 | 4.133 | 3.9148 | 3.7111 | 3.4678 | 3.2352 | 5544.4424 | 1200.3064 | 1848.1475 | 400.1021 | 3501.0362 | 3501.0362 | 3104.7412 | 8156390757.1906 | 2206132917.292 | 536485598.5155 | 536485598.5155 | 0.93828 | 0.80439 | 0.89592 | 0.29559 | 0.26173 | 0.2299 | 0.20008 | 0.17183 | 0.14641 | 0.12188 | 0.10121 | 0.25318 | 0.22365 | 0.19593 | 0.17001 | 0.14544 | 0.12352 | 0.10189 | 0.084608 | 277.498 | 253.8594 | 254.3281 | 256.2371 | 250.4017 | 231.3378 | 230.1381 | 224.6277 | 1151.357 | 1053.9525 | 1055.6081 | 1062.9353 | 1038.2811 | 960.2468 | 956.1637 | 932.2196 | 322.9435 | 299.2275 | 300.7681 | 304.146 | 297.5272 | 276.158 | 276.8995 | 270.2461 | 1751.7985 | 1607.0394 | 1610.7043 | 1623.3184 | 1586.21 | 1467.7426 | 1463.2013 | 1427.0934 | 0.26032 | 0.22995 | 0.20145 | 0.1748 | 0.14954 | 0.127 | 0.10476 | 0.086991 | 1108.9456 | 979.6065 | 489.5204 | 424.7599 | 363.3871 | 308.6006 | 254.5654 | 211.3893 | 500.8477 | 442.4326 | 136.3808 | 118.3384 | 101.2399 | 85.9764 | 70.9221 | 58.8932 | 7.5948 | 7.1118 | 6.6604 | 6.2862 | 5.9715 | 5.6813 | 5.3224 | 4.9769 | 637.9599 | 597.393 | 559.4723 | 528.0378 | 501.6024 | 477.2257 | 447.0829 | 418.0602 | 212.6533 | 199.131 | 186.4908 | 176.0126 | 167.2008 | 159.0752 | 149.0276 | 139.3534 | 75.74% | 77.74% | 77.69% | 77.51% | 78.03% | 79.66% | 79.72% | 80.22% | 74.98% | 77.22% | 80.97% | 81.57% | 82.46% | 83.87% | 84.51% | 85.28% | 73.98% | 76.26% | 79.59% | 79.75% | 80.42% | 81.91% | 82.22% | 82.83%
[15 empty] | Rocky Mountains | 20493.4154 | 358.4348 | 362.2786 | 324.1734 | 317.1721 | 313.9643 | 291.6341 | 273.7873 | 259.0245 | 0.60321 | 0.55723 | 0.5093 | 0.46441 | 0.42535 | 0.38779 | 0.35183 | 0.31206 | 50.6697 | 46.8077 | 42.7813 | 39.0101 | 35.7296 | 32.5747 | 29.5538 | 26.2127 | 16.8899 | 15.6026 | 14.2604 | 13.0034 | 11.9099 | 10.8582 | 9.8513 | 8.7376 | 14138.4673 | 3422.2962 | 4712.8224 | 1140.7654 | 5715.8428 | 5715.8428 | 5951.2307 | 23038728504.1912 | 7518582688.1872 | 1791442647.6348 | 1791442647.6348 | 0.92785 | 0.80758 | 1.4627 | 0.074038 | 0.057377 | 0.042513 | 0.029446 | 0.012673 | 0.0078961 | 0 | 0 | 0.11151 | 0.086954 | 0.064998 | 0.045644 | 0.02205 | 0.013739 | 0 | 0 | 2068.4729 | 2096.6301 | 1877.2223 | 1839.9637 | 1823.8126 | 1688.7035 | 1585.4244 | 1502.6727 | 9748.3189 | 9879.2406 | 8837.1397 | 8609.7176 | 8547.4052 | 7930.8285 | 7472.255 | 7113.0974 | 2376.885 | 2437.5772 | 2192.9346 | 2142.8633 | 2141.1158 | 1984.0436 | 1906.5829 | 1839.236 | 14193.6769 | 14413.4479 | 12907.2966 | 12592.5446 | 12512.3337 | 11603.5755 | 10964.2624 | 10455.0061 | 0.11465 | 0.089404 | 0.066829 | 0.04693 | 0.022671 | 0.014126 | 0 | 0 | 488.4245 | 380.8598 | 162.3946 | 114.0391 | 55.0901 | 34.3259 | 0 | 0 | 220.5936 | 172.0128 | 45.2433 | 31.7714 | 15.3482 | 9.5632 | 0 | 0 | 20.9455 | 19.2526 | 17.5513 | 15.9746 | 14.619 | 13.3373 | 12.1107 | 10.773 | 1759.4253 | 1617.2145 | 1474.3112 | 1341.8657 | 1227.9945 | 1120.3311 | 1017.2962 | 904.9359 | 586.4751 | 539.0715 | 491.4371 | 447.2886 | 409.3315 | 373.4437 | 339.0987 | 301.6453 | 31.93% | 30.89% | 38% | 39.49% | 39.87% | 44.17% | 47.2% | 49.62% | 57.25% | 57.33% | 62.15% | 63.43% | 64.08% | 66.76% | 68.76% | 70.37% | 43.86% | 43.41% | 49.62% | 51% | 51.5% | 55.02% | 57.56% | 59.58%
[15 empty] | Southeast | 12271.3073 | 174.221 | 171.4818 | 151.9883 | 139.5298 | 142.5659 | 141.2858 | 136.7508 | 127.058 | 0.22081 | 0.19667 | 0.17246 | 0.15624 | 0.14457 | 0.13963 | 0.13705 | 0.13966 | 18.5481 | 16.5205 | 14.4864 | 13.1244 | 12.1435 | 11.7287 | 11.5125 | 11.7314 | 6.1827 | 5.5068 | 4.8288 | 4.3748 | 4.0478 | 3.9096 | 3.8375 | 3.9105 | 4114.858 | 2049.246 | 1371.6193 | 683.082 | 5459.0204 | 5459.0204 | 4754.2294 | 14299195834.2106 | 4389184761.6183 | 717117675.7873 | 717117675.7873 | 0.95224 | 0.85956 | 1.397 | 0.00046996 | 0.00034966 | 0.0002436 | 0.00015179 | 0 | 0 | 0 | 0 | 0.0005433 | 0.00040423 | 0.00028162 | 0.00017547 | 0 | 0 | 0 | 0 | 967.8299 | 951.672 | 843.0037 | 774.5605 | 791.7351 | 784.3714 | 758.8754 | 704.2686 | 5462.6164 | 5381.8228 | 4768.1333 | 4374.4533 | 4466.908 | 4422.8811 | 4283.8617 | 3973.7563 | 867.9123 | 849.5903 | 741.0457 | 694.9193 | 713.8815 | 715.4511 | 701.6542 | 639.3028 | 7298.3587 | 7183.0851 | 6352.1827 | 5843.9331 | 5972.5245 | 5922.7037 | 5744.3913 | 5317.3277 | 0.00055861 | 0.00041562 | 0.00028955 | 0.00018042 | 0 | 0 | 0 | 0 | 2.3797 | 1.7705 | 0.70362 | 0.43841 | 0 | 0 | 0 | 0 | 1.0748 | 0.79965 | 0.19603 | 0.12214 | 0 | 0 | 0 | 0 | 9.3498 | 8.3316 | 7.2978 | 6.6036 | 6.091 | 5.8799 | 5.7656 | 5.8692 | 785.3814 | 699.8529 | 613.0151 | 554.7045 | 511.6467 | 493.9083 | 484.3124 | 493.0102 | 261.7938 | 233.2843 | 204.3384 | 184.9015 | 170.5489 | 164.6361 | 161.4375 | 164.3367 | 41.36% | 42.27% | 48.87% | 52.91% | 51.89% | 52.28% | 53.7% | 57.11% | 56.59% | 57.66% | 62.55% | 65.57% | 65.12% | 65.48% | 66.48% | 68.72% | 47.88% | 48.86% | 54.73% | 58.33% | 57.55% | 57.93% | 59.18% | 62.08%
[15 empty] | Southwest | 6562.0194 | 112.5562 | 99.9206 | 86.4666 | 76.585 | 73.8923 | 72.9895 | 69.1175 | 68.8959 | 0.19053 | 0.1549 | 0.12912 | 0.1083 | 0.091515 | 0.08133 | 0.074789 | 0.06951 | 16.0043 | 13.0117 | 10.8465 | 9.0974 | 7.6873 | 6.8317 | 6.2823 | 5.8389 | 5.3348 | 4.3372 | 3.6155 | 3.0325 | 2.5624 | 2.2772 | 2.0941 | 1.9463 | 5240.8242 | 1095.8239 | 1746.9414 | 365.2746 | 6358.8215 | 6358.8215 | 4092.8136 | 7747229441.3153 | 2379283456.3074 | 249852482.3914 | 249852482.3914 | 0.96876 | 0.90497 | 1.6272 | 0.046211 | 0.037005 | 0.028689 | 0.021261 | 0.014511 | 0.0090415 | 0 | 0 | 0.080792 | 0.06475 | 0.050253 | 0.037299 | 0.025662 | 0.01599 | 0 | 0 | 602.3488 | 531.424 | 460.0507 | 408.0477 | 393.6594 | 388.2469 | 367.3168 | 366.6704 | 3112.2335 | 2771.5684 | 2393.3671 | 2105.0462 | 2028.2263 | 2003.6663 | 1891.8954 | 1883.5878 | 328.0865 | 287.391 | 250.8489 | 216.6976 | 203.5705 | 199.1383 | 186.4824 | 188.3001 | 4042.6688 | 3590.3834 | 3104.2668 | 2729.7915 | 2625.4562 | 2591.0514 | 2445.6946 | 2438.5584 | 0.083068 | 0.066575 | 0.051669 | 0.03835 | 0.026385 | 0.01644 | 0 | 0 | 353.8683 | 283.6076 | 125.5549 | 93.1906 | 64.1162 | 39.95 | 0 | 0 | 159.8222 | 128.0894 | 34.9797 | 25.963 | 17.8628 | 11.1301 | 0 | 0 | 6.731 | 5.4651 | 4.5595 | 3.8272 | 3.2309 | 2.8653 | 2.6302 | 2.4415 | 565.4044 | 459.0651 | 382.9967 | 321.4876 | 271.3945 | 240.6821 | 220.938 | 205.0827 | 188.4681 | 153.0217 | 127.6656 | 107.1625 | 90.4648 | 80.2274 | 73.646 | 68.3609 | 39.43% | 46.11% | 53.31% | 58.88% | 60.44% | 60.95% | 63.12% | 63.22% | 61.91% | 66.7% | 72.2% | 75.78% | 77.19% | 77.87% | 79.45% | 79.62% | 50.06% | 55.9% | 62.72% | 67.3% | 68.76% | 69.34% | 71.19% | 71.33%

## US Average - Population Weight
Scenario | 2018 | 2022 GF | 2024 GF | 2026 GF | 2028 GF | 2030 GF | 2032 GF | 2034 GF | 2036 GF | 2022 HP | 2024 HP | 2026 HP | 2028 HP | 2030 HP | 2032 HP | 2034 HP | 2036 HP |  |  | 2022 | 2024 | 2026 | 2028 | 2030 | 2032 | 2034 | 2036
Gas Furnace | CO2 Natural Gas Combustion | 18708.5644 | 18708.5644 | 18708.5644 | 18708.5644 | 18708.5644 | 18708.5644 | 18708.5644 | 18708.5644 | [8 empty] | US | CO2 Emission Reduction | 37.74% | 39.27% | 45.48% | 48.44% | 48.04% | 49.27% | 50.56% | 52.64%
Gas Furnace/HP | CO2 Electricity (Air Handler Fan) | 231.6853 | 225.5027 | 201.823 | 189.7233 | 190.7809 | 185.8383 | 180.3893 | 172.5177 | 1302.8173 | 1268.2885 | 1136.4089 | 1071.2595 | 1075.242 | 1040.9584 | 1009.6098 | 966.2098 | Midwest | CO2 Emission Reduction | 13.12% | 15.89% | 23.95% | 27.72% | 27.17% | 27.25% | 28.21% | 30.04%
Gas Furnace/HP | GWP20 Natural Gas Production Leakage | 10215.4241 | 10212.4252 | 10209.8481 | 10207.982 | 10206.6927 | 10205.8704 | 10205.2201 | 10204.9846 | 1454.2585 | 1313.0767 | 1193.1331 | 1108.1868 | 1053.2617 | 1021.4359 | 998.3157 | 998.6657 | Northeast | CO2 Emission Reduction | 63.47% | 62.73% | 67.37% | 69.44% | 68.44% | 70.84% | 72.12% | 74.91%
Gas Furnace | GWP20 Natural Gas BTM Leakage | 3124.2352 | 3124.2352 | 3124.2352 | 3124.2352 | 3124.2352 | 3124.2352 | 3124.2352 | 3124.2352 | [8 empty] | Pacific | CO2 Emission Reduction | 75.74% | 77.74% | 77.69% | 77.51% | 78.03% | 79.66% | 79.72% | 80.22%
Gas Furnace/HP | GWP100 Natural Gas Production Lekage | 3405.1414 | 3404.1417 | 3403.2827 | 3402.6607 | 3402.2309 | 3401.9568 | 3401.74 | 3401.6615 | 484.7528 | 437.6922 | 397.711 | 369.3956 | 351.0872 | 340.4786 | 332.7719 | 332.8886 | Rocky Mountains | CO2 Emission Reduction | 31.93% | 30.89% | 38% | 39.49% | 39.87% | 44.17% | 47.2% | 49.62%
Gas Furnace | GWP100 Natural Gas BTM Leakage | 1041.4117 | 1041.4117 | 1041.4117 | 1041.4117 | 1041.4117 | 1041.4117 | 1041.4117 | 1041.4117 | [8 empty] | Southeast | CO2 Emission Reduction | 41.36% | 42.27% | 48.87% | 52.91% | 51.89% | 52.28% | 53.7% | 57.11%
HP | CO2 Electricity (HP Compressor) | [8 empty] | 7031.1374 | 6858.3499 | 6134.2436 | 5766.9078 | 5790.4247 | 5614.2137 | 5453.5888 | 5222.4229 | Southwest | CO2 Emission Reduction | 39.43% | 46.11% | 53.31% | 58.88% | 60.44% | 60.95% | 63.12% | 63.22%
HP | CO2 Electricity (Electric Resistance) | [8 empty] | 3458.0025 | 3372.9368 | 3039.8735 | 2905.553 | 2954.96 | 2930.0513 | 2876.1446 | 2752.6272 |  |  | 2022 | 2024 | 2026 | 2028 | 2030 | 2032 | 2034 | 2036
HP | GWP20 Refrigerant Leakage | [8 empty] | 449.1584 | 373.9634 | 174.3289 | 139.2451 | 97.7477 | 79.2794 | 56.9174 | 47.2638 | US | GWP20 Emission Reduction | 57.57% | 59.14% | 63.78% | 65.9% | 65.96% | 66.84% | 67.74% | 68.99%
HP | GWP100 Refrigerant Leakage | [8 empty] | 202.8593 | 168.898 | 48.5682 | 38.7938 | 27.2326 | 22.0873 | 15.8572 | 13.1677 | Midwest | GWP20 Emission Reduction | 46.73% | 48.82% | 53.92% | 56.3% | 56.18% | 56.24% | 56.78% | 57.66%
Gas Furnace/HP | Total CO2 | 18940.2498 | 18934.0671 | 18910.3874 | 18898.2877 | 18899.3454 | 18894.4028 | 18888.9538 | 18881.0821 | 11791.9572 | 11499.5752 | 10310.5261 | 9743.7203 | 9820.6266 | 9585.2234 | 9339.3431 | 8941.26 | Northeast | GWP20 Emission Reduction | 69.73% | 69.76% | 73.43% | 75.12% | 74.67% | 76.38% | 77.29% | 79.2%
Gas Furnace/HP | Total GWP20 | 32279.9091 | 32270.7275 | 32244.4707 | 32230.505 | 32230.2732 | 32224.5084 | 32218.4091 | 32210.3019 | 13246.2157 | 12812.6519 | 11503.6592 | 10851.907 | 10873.8883 | 10606.6593 | 10337.6589 | 9939.9256 | Pacific | GWP20 Emission Reduction | 74.98% | 77.22% | 80.97% | 81.57% | 82.46% | 83.87% | 84.51% | 85.28%
Gas Furnace/HP | Total GWP100 | 23386.8029 | 23379.6206 | 23355.0818 | 23342.3602 | 23342.988 | 23337.7713 | 23332.1055 | 23324.1554 | 12276.71 | 11937.2675 | 10708.2371 | 10113.1159 | 10171.7139 | 9925.702 | 9672.115 | 9274.1485 | Rocky Mountains | GWP20 Emission Reduction | 57.25% | 57.33% | 62.15% | 63.43% | 64.08% | 66.76% | 68.76% | 70.37%
[18 empty] | Southeast | GWP20 Emission Reduction | 56.59% | 57.66% | 62.55% | 65.57% | 65.12% | 65.48% | 66.48% | 68.72%
[18 empty] | Southwest | GWP20 Emission Reduction | 61.91% | 66.7% | 72.2% | 75.78% | 77.19% | 77.87% | 79.45% | 79.62%
[20 empty] | 2022 | 2024 | 2026 | 2028 | 2030 | 2032 | 2034 | 2036
[18 empty] | US | GWP100 Emission Reduction | 46.64% | 48.22% | 53.94% | 56.51% | 56.31% | 57.37% | 58.48% | 60.18%
Scenario | [17 empty] | Midwest | GWP100 Emission Reduction | 28.93% | 31.4% | 38.14% | 41.25% | 40.89% | 40.97% | 41.73% | 43.11%
Gas Furnace | [17 empty] | Northeast | GWP100 Emission Reduction | 66.06% | 65.66% | 69.94% | 71.85% | 71.08% | 73.19% | 74.31% | 76.73%
Gas Furnace/HP | [17 empty] | Pacific | GWP100 Emission Reduction | 73.98% | 76.26% | 79.59% | 79.75% | 80.42% | 81.91% | 82.22% | 82.83%
Gas Furnace/HP | [17 empty] | Rocky Mountains | GWP100 Emission Reduction | 43.86% | 43.41% | 49.62% | 51% | 51.5% | 55.02% | 57.56% | 59.58%
Gas Furnace | [17 empty] | Southeast | GWP100 Emission Reduction | 47.88% | 48.86% | 54.73% | 58.33% | 57.55% | 57.93% | 59.18% | 62.08%
Gas Furnace/HP | [17 empty] | Southwest | GWP100 Emission Reduction | 50.06% | 55.9% | 62.72% | 67.3% | 68.76% | 69.34% | 71.19% | 71.33%
Gas Furnace
HP
HP
HP
HP
Gas Furnace/HP
Gas Furnace/HP
Gas Furnace/HP